## TPP_Base
Insert Columns
Year-by-Year Levelized Resource Costs, Real $2024
All values hard-coded by macro | [72 empty] | ¦
¦
v
|  | PGE_Kern_Solar | SCE_Eastern_Solar | PGE_GBA_Solar | PGE_Fresno_Solar | SCE_Northern_Solar | SDGE_Imperial_Solar | PGE_NGBA_Solar | SCE_NOL_Solar | SCE_EOP_Solar | SCE_Metro_Solar | SCE_Arizona_Solar | SDGE_Arizona_Solar | Distributed Solar | SCE_Northern_Wind | SCE_EOP_Wind | SCE_Eastern_Wind | PGE_Kern_Wind | SDGE_Imperial_Wind | PGE_NGBA_Wind | SCE_NOL_Wind | Onshore Wind - NE CA to PGE - Malin | PGE_GBA_Wind | Onshore Wind - ID to SCE - Harry Allen | SDGE_Baja_California_Wind | Morro_Bay_Offshore_Wind | Humboldt_Bay_Offshore_Wind | Cape_Mendocino_Offshore_Wind | Del_Norte_Offshore_Wind | Biomass | Li-ion Battery (4-hr) - CA | Li-ion Battery (4-hr) - NV | Li-ion Battery (4-hr) - AZ | Li-ion Battery (8-hr) - CA | Li-ion Battery (8-hr) - NV | Li-ion Battery (8-hr) - AZ | LDES - Constrained (12-hr) | LDES - Generic (12-hr) | LDES - Generic (24-hr) | LDES - Generic (100-hr) | Gas CCGT | Gas CT - Frame | Reciprocating Engine | Onshore Wind - NM to SCE - Palo Verde - Tranche 1 | Onshore Wind - NM to SCE - Palo Verde - Tranche 2 | Onshore Wind - NM to SCE - Palo Verde - Tranche 3 | Onshore Wind - NM to SCE - Palo Verde - Tranche 4 | Onshore Wind - NM to SCE - Lugo - Tranche 5 | Onshore Wind - WY to SCE - Eldorado - Tranche 1 | Onshore Wind - WY to SCE - Eldorado - Tranche 2 | Onshore Wind - WY to SCE - Eldorado - Tranche 3 | Onshore Wind - WY to PGE - Tesla - Tranche 1 | Onshore Wind - WY to PGE - Tesla - Tranche 2 | Geothermal - NV to SCE - Control | Geothermal - NV to SCE - Beatty | Geothermal - NV to SCE - Eldorado | Geothermal - NV to PGE - Malin | Geothermal - NE CA to PGE - Malin | Geothermal - OR to PGE - Malin | Geothermal - CA | Geothermal - IID to SCE - CA | Geothermal - UT to SCE - Eldorado | NF EGS - NV to SCE - Control | NF EGS - NV to SCE - Beatty | NF EGS - NV to SCE - Eldorado | NF EGS - NV to PGE - Malin | NF EGS - NE CA to PGE - Malin | NF EGS - OR to PGE - Malin | NF EGS - CA | NF EGS - IID to SCE - CA | NF EGS - UT to SCE - Eldorado | NF EGS - ID to SCE - Harry Allen | Deep EGS
| Technology | Solar | Solar | Solar | Solar | Solar | Solar | Solar | Solar | Solar | Solar | Solar | Solar | Solar | Wind | Wind | Wind | Wind | Wind | Wind | Wind | Wind | Wind | Wind | Wind | Wind | Wind | Wind | Wind | Biopower | Li-ion Battery | Li-ion Battery | Li-ion Battery | Li-ion Battery | Li-ion Battery | Li-ion Battery | Pumped Storage Hydropower | Generic LDES | Generic LDES | Generic LDES | Gas | Gas | Gas | Wind | Wind | Wind | Wind | Wind | Wind | Wind | Wind | Wind | Wind | Geothermal | Geothermal | Geothermal | Geothermal | Geothermal | Geothermal | Geothermal | Geothermal | Geothermal | Geothermal | Geothermal | Geothermal | Geothermal | Geothermal | Geothermal | Geothermal | Geothermal | Geothermal | Geothermal | Geothermal
| Type | Utility PV | Utility PV | Utility PV | Utility PV | Utility PV | Utility PV | Utility PV | Utility PV | Utility PV | Utility PV | Utility PV | Utility PV | Commercial PV | Onshore | Onshore | Onshore | Onshore | Onshore | Onshore | Onshore | Onshore | Onshore | Onshore | Onshore | Floating Offshore | Floating Offshore | Floating Offshore | Floating Offshore | Dedicated | Utility Standalone | Utility Standalone | Utility Standalone | Utility Standalone | Utility Standalone | Utility Standalone | Existing Reservoir | Generic 12-hr | Generic 24-hr | Generic 100-hr | CCGT - F Class | CT - Frame - F Class | Reciprocating | Onshore | Onshore | Onshore | Onshore | Onshore | Onshore | Onshore | Onshore | Onshore | Onshore | Hydro - Binary | Hydro - Binary | Hydro - Binary | Hydro - Binary | Hydro - Binary | Hydro - Binary | Hydro - Binary | Hydro - Binary | Hydro - Binary | EGS - NF - Binary | EGS - NF - Binary | EGS - NF - Binary | EGS - NF - Binary | EGS - NF - Binary | EGS - NF - Binary | EGS - NF - Binary | EGS - NF - Binary | EGS - NF - Binary | EGS - NF - Binary | EGS - Deep - Binary
| Cost Class | n/a | n/a | n/a | n/a | n/a | n/a | n/a | n/a | n/a | n/a | n/a | n/a | n/a | n/a | n/a | n/a | n/a | n/a | n/a | n/a | n/a | n/a | n/a | n/a | 12 | 12 | 12 | 12 | n/a | n/a | n/a | n/a | n/a | n/a | n/a | 3 | n/a | n/a | n/a | n/a | n/a | n/a | n/a | n/a | n/a | n/a | n/a | n/a | n/a | n/a | n/a | n/a | n/a | n/a | n/a | n/a | n/a | n/a | n/a | n/a | n/a | n/a | n/a | n/a | n/a | n/a | n/a | n/a | n/a | n/a | n/a | n/a
| Capacity Factor Class | 1 | 1 | 1 | 1 | 1 | 1 | 1 | 1 | 1 | 1 | 1 | 1 | 1 | 8 | 8 | 8 | 8 | 8 | 8 | 8 | 8 | 8 | 6 | 8 | 12 | 12 | 12 | 12 | n/a | n/a | n/a | n/a | n/a | n/a | n/a | n/a | n/a | n/a | n/a | n/a | n/a | n/a | 5 | 5 | 5 | 5 | 5 | 5 | 5 | 5 | 5 | 5 | n/a | n/a | n/a | n/a | n/a | n/a | n/a | n/a | n/a | n/a | n/a | n/a | n/a | n/a | n/a | n/a | n/a | n/a | n/a | n/a
| Storage Duration (hr) | [29 empty] | 4 | 4 | 4 | 8 | 8 | 8 | 12 | 12 | 24 | 100
| State/Province | CA | CA | CA | CA | CA | CA | CA | CA | NV | CA | AZ | AZ | CA | CA | NV | CA | CA | CA | CA | CA | CA | CA | ID | CA | CA | CA | CA | CA | CA | CA | NV | AZ | CA | NV | AZ | CA | CA | CA | CA | CA | CA | CA | NM | NM | NM | NM | NM | WY | WY | WY | WY | WY | NV | NV | NV | NV | CA | OR | CA | CA | UT | NV | NV | NV | NV | CA | OR | CA | CA | UT | ID | CA
| US Tariff Impact | 2025 Imposed | 2025 Imposed | 2025 Imposed | 2025 Imposed | 2025 Imposed | 2025 Imposed | 2025 Imposed | 2025 Imposed | 2025 Imposed | 2025 Imposed | 2025 Imposed | 2025 Imposed | 2025 Imposed | 2025 Imposed | 2025 Imposed | 2025 Imposed | 2025 Imposed | 2025 Imposed | 2025 Imposed | 2025 Imposed | 2025 Imposed | 2025 Imposed | 2025 Imposed | 2025 Imposed | 2025 Imposed | 2025 Imposed | 2025 Imposed | 2025 Imposed | 2025 Imposed | 2025 Imposed | 2025 Imposed | 2025 Imposed | 2025 Imposed | 2025 Imposed | 2025 Imposed | 2025 Imposed | 2025 Imposed | 2025 Imposed | 2025 Imposed | 2025 Imposed | 2025 Imposed | 2025 Imposed | 2025 Imposed | 2025 Imposed | 2025 Imposed | 2025 Imposed | 2025 Imposed | 2025 Imposed | 2025 Imposed | 2025 Imposed | 2025 Imposed | 2025 Imposed | 2025 Imposed | 2025 Imposed | 2025 Imposed | 2025 Imposed | 2025 Imposed | 2025 Imposed | 2025 Imposed | 2025 Imposed | 2025 Imposed | 2025 Imposed | 2025 Imposed | 2025 Imposed | 2025 Imposed | 2025 Imposed | 2025 Imposed | 2025 Imposed | 2025 Imposed | 2025 Imposed | 2025 Imposed | 2025 Imposed
| ITC/PTC | PTC | PTC | PTC | PTC | PTC | PTC | PTC | PTC | PTC | PTC | PTC | PTC | ITC | PTC | PTC | PTC | PTC | PTC | PTC | PTC | PTC | PTC | PTC | PTC | ITC | ITC | ITC | ITC | ITC | ITC | ITC | ITC | ITC | ITC | ITC | ITC | ITC | ITC | ITC | None | None | None | PTC | PTC | PTC | PTC | PTC | PTC | PTC | PTC | PTC | PTC | ITC | ITC | ITC | ITC | ITC | ITC | ITC | ITC | ITC | ITC | ITC | ITC | ITC | ITC | ITC | ITC | ITC | ITC | ITC | ITC
| IRA Expiration Year | 2026 | 2026 | 2026 | 2026 | 2026 | 2026 | 2026 | 2026 | 2026 | 2026 | 2026 | 2026 | 2026 | 2026 | 2026 | 2026 | 2026 | 2026 | 2026 | 2026 | 2026 | 2026 | 2026 | 2026 | 2026 | 2026 | 2026 | 2026 | 2032 | 2032 | 2032 | 2032 | 2032 | 2032 | 2032 | 2032 | 2032 | 2032 | 2032 | 0 | 0 | 0 | 2026 | 2026 | 2026 | 2026 | 2026 | 2026 | 2026 | 2026 | 2026 | 2026 | 2032 | 2032 | 2032 | 2032 | 2032 | 2032 | 2032 | 2032 | 2032 | 2032 | 2032 | 2032 | 2032 | 2032 | 2032 | 2032 | 2032 | 2032 | 2032 | 2032
| Capital Cost Initial Value Source | Market-Derived | Market-Derived | Market-Derived | Market-Derived | Market-Derived | Market-Derived | Market-Derived | Market-Derived | Market-Derived | Market-Derived | Market-Derived | Market-Derived | Public | Market-Derived | Market-Derived | Market-Derived | Market-Derived | Market-Derived | Market-Derived | Market-Derived | Market-Derived | Market-Derived | Market-Derived | Market-Derived | Public | Public | Public | Public | Public | Market-Derived | Market-Derived | Market-Derived | Market-Derived | Market-Derived | Market-Derived | Public | Public | Public | Public | Public | Public | Public | Market-Derived | Market-Derived | Market-Derived | Market-Derived | Market-Derived | Market-Derived | Market-Derived | Market-Derived | Market-Derived | Market-Derived | Public | Public | Public | Public | Public | Public | Public | Public | Public | Public | Public | Public | Public | Public | Public | Public | Public | Public | Public | Public
| Capital Cost Trajectory Source | Market-Derived | Market-Derived | Market-Derived | Market-Derived | Market-Derived | Market-Derived | Market-Derived | Market-Derived | Market-Derived | Market-Derived | Market-Derived | Market-Derived | Public | Market-Derived | Market-Derived | Market-Derived | Market-Derived | Market-Derived | Market-Derived | Market-Derived | Market-Derived | Market-Derived | Market-Derived | Market-Derived | Public | Public | Public | Public | Public | Market-Derived | Market-Derived | Market-Derived | Market-Derived | Market-Derived | Market-Derived | Public | Public | Public | Public | Public | Public | Public | Market-Derived | Market-Derived | Market-Derived | Market-Derived | Market-Derived | Market-Derived | Market-Derived | Market-Derived | Market-Derived | Market-Derived | Public | Public | Public | Public | Public | Public | Public | Public | Public | Public | Public | Public | Public | Public | Public | Public | Public | Public | Public | Public
| Capital Cost Trajectory Scenario | Mid | Mid | Mid | Mid | Mid | Mid | Mid | Mid | Mid | Mid | Mid | Mid | Mid | Mid | Mid | Mid | Mid | Mid | Mid | Mid | Mid | Mid | Mid | Mid | Mid | Mid | Mid | Mid | Mid | Mid | Mid | Mid | Mid | Mid | Mid | Mid | Mid | Mid | Mid | Mid | Mid | Mid | Mid | Mid | Mid | Mid | Mid | Mid | Mid | Mid | Mid | Mid | Mid | Mid | Mid | Mid | Mid | Mid | Mid | Mid | Mid | Mid | Mid | Mid | Mid | Mid | Mid | Mid | Mid | Mid | Mid | Mid
| O&M Cost Trajectory Scenario | Mid | Mid | Mid | Mid | Mid | Mid | Mid | Mid | Mid | Mid | Mid | Mid | Mid | Mid | Mid | Mid | Mid | Mid | Mid | Mid | Mid | Mid | Mid | Mid | Mid | Mid | Mid | Mid | Mid | Mid | Mid | Mid | Mid | Mid | Mid | Mid | Mid | Mid | Mid | Mid | Mid | Mid | Mid | Mid | Mid | Mid | Mid | Mid | Mid | Mid | Mid | Mid | Mid | Mid | Mid | Mid | Mid | Mid | Mid | Mid | Mid | Mid | Mid | Mid | Mid | Mid | Mid | Mid | Mid | Mid | Mid | Mid
| Financing Data Source | Market-Derived | Market-Derived | Market-Derived | Market-Derived | Market-Derived | Market-Derived | Market-Derived | Market-Derived | Market-Derived | Market-Derived | Market-Derived | Market-Derived | Market-Derived | Market-Derived | Market-Derived | Market-Derived | Market-Derived | Market-Derived | Market-Derived | Market-Derived | Market-Derived | Market-Derived | Market-Derived | Market-Derived | Market-Derived | Market-Derived | Market-Derived | Market-Derived | Market-Derived | Market-Derived | Market-Derived | Market-Derived | Market-Derived | Market-Derived | Market-Derived | Market-Derived | Market-Derived | Market-Derived | Market-Derived | Market-Derived | Market-Derived | Market-Derived | Market-Derived | Market-Derived | Market-Derived | Market-Derived | Market-Derived | Market-Derived | Market-Derived | Market-Derived | Market-Derived | Market-Derived | Market-Derived | Market-Derived | Market-Derived | Market-Derived | Market-Derived | Market-Derived | Market-Derived | Market-Derived | Market-Derived | Market-Derived | Market-Derived | Market-Derived | Market-Derived | Market-Derived | Market-Derived | Market-Derived | Market-Derived | Market-Derived | Market-Derived | Market-Derived
| Financing Trajectory Scenario | Mid | Mid | Mid | Mid | Mid | Mid | Mid | Mid | Mid | Mid | Mid | Mid | Mid | Mid | Mid | Mid | Mid | Mid | Mid | Mid | Mid | Mid | Mid | Mid | Mid | Mid | Mid | Mid | Mid | Mid | Mid | Mid | Mid | Mid | Mid | Mid | Mid | Mid | Mid | Mid | Mid | Mid | Mid | Mid | Mid | Mid | Mid | Mid | Mid | Mid | Mid | Mid | Mid | Mid | Mid | Mid | Mid | Mid | Mid | Mid | Mid | Mid | Mid | Mid | Mid | Mid | Mid | Mid | Mid | Mid | Mid | Mid
< Expand for Resource Settings >
1 | Capacity Factor, %
| 2023 | 33.04% | 34.35% | 31.44% | 31.51% | 35.61% | 32.84% | 31.11% | 35.89% | 32.62% | 32.98% | 33% | 33% | 22.81% | 25.08% | 30.45% | 32.13% | 28.82% | 32.13% | 26.04% | 25.08% | 26.04% | 28.82% | 28.42% | 32.13% | 46.42% | 49.23% | 56.04% | 53.12% | 60% | 12.75% | 12.75% | 12.75% | 25.5% | 25.5% | 25.5% | 27.4% | 23.97% | 16.44% | 2.055% | 60% | 10% | 10% | 37.63% | 37.63% | 37.63% | 37.63% | 37.63% | 40% | 40% | 40% | 40% | 40% | 80% | 80% | 80% | 80% | 80% | 80% | 80% | 80% | 80% | 80% | 80% | 80% | 80% | 80% | 80% | 80% | 80% | 80% | 80% | 80%
| 2024 | 33.04% | 34.35% | 31.44% | 31.51% | 35.61% | 32.84% | 31.11% | 35.89% | 32.62% | 32.98% | 33% | 33% | 22.92% | 25.08% | 30.45% | 32.13% | 28.82% | 32.13% | 26.04% | 25.08% | 26.04% | 28.82% | 28.42% | 32.13% | 46.42% | 49.23% | 56.04% | 53.12% | 60% | 12.75% | 12.75% | 12.75% | 25.5% | 25.5% | 25.5% | 27.4% | 23.97% | 16.44% | 2.055% | 60% | 10% | 10% | 37.63% | 37.63% | 37.63% | 37.63% | 37.63% | 40% | 40% | 40% | 40% | 40% | 80% | 80% | 80% | 80% | 80% | 80% | 80% | 80% | 80% | 80% | 80% | 80% | 80% | 80% | 80% | 80% | 80% | 80% | 80% | 80%
| 2025 | 33.04% | 34.35% | 31.44% | 31.51% | 35.61% | 32.84% | 31.11% | 35.89% | 32.62% | 32.98% | 33% | 33% | 23.04% | 25.08% | 30.45% | 32.13% | 28.82% | 32.13% | 26.04% | 25.08% | 26.04% | 28.82% | 28.42% | 32.13% | 46.42% | 49.23% | 56.04% | 53.12% | 60% | 12.75% | 12.75% | 12.75% | 25.5% | 25.5% | 25.5% | 27.4% | 23.97% | 16.44% | 2.055% | 60% | 10% | 10% | 37.63% | 37.63% | 37.63% | 37.63% | 37.63% | 40% | 40% | 40% | 40% | 40% | 80% | 80% | 80% | 80% | 80% | 80% | 80% | 80% | 80% | 80% | 80% | 80% | 80% | 80% | 80% | 80% | 80% | 80% | 80% | 80%
| 2026 | 33.04% | 34.35% | 31.44% | 31.51% | 35.61% | 32.84% | 31.11% | 35.89% | 32.62% | 32.98% | 33% | 33% | 23.15% | 25.08% | 30.45% | 32.13% | 28.82% | 32.13% | 26.04% | 25.08% | 26.04% | 28.82% | 28.42% | 32.13% | 46.42% | 49.23% | 56.04% | 53.12% | 60% | 12.75% | 12.75% | 12.75% | 25.5% | 25.5% | 25.5% | 27.4% | 23.97% | 16.44% | 2.055% | 60% | 10% | 10% | 37.63% | 37.63% | 37.63% | 37.63% | 37.63% | 40% | 40% | 40% | 40% | 40% | 80% | 80% | 80% | 80% | 80% | 80% | 80% | 80% | 80% | 80% | 80% | 80% | 80% | 80% | 80% | 80% | 80% | 80% | 80% | 80%
| 2027 | 33.04% | 34.35% | 31.44% | 31.51% | 35.61% | 32.84% | 31.11% | 35.89% | 32.62% | 32.98% | 33% | 33% | 23.27% | 25.08% | 30.45% | 32.13% | 28.82% | 32.13% | 26.04% | 25.08% | 26.04% | 28.82% | 28.42% | 32.13% | 46.42% | 49.23% | 56.04% | 53.12% | 60% | 12.75% | 12.75% | 12.75% | 25.5% | 25.5% | 25.5% | 27.4% | 23.97% | 16.44% | 2.055% | 60% | 10% | 10% | 37.63% | 37.63% | 37.63% | 37.63% | 37.63% | 40% | 40% | 40% | 40% | 40% | 80% | 80% | 80% | 80% | 80% | 80% | 80% | 80% | 80% | 80% | 80% | 80% | 80% | 80% | 80% | 80% | 80% | 80% | 80% | 80%
| 2028 | 33.04% | 34.35% | 31.44% | 31.51% | 35.61% | 32.84% | 31.11% | 35.89% | 32.62% | 32.98% | 33% | 33% | 23.38% | 25.08% | 30.45% | 32.13% | 28.82% | 32.13% | 26.04% | 25.08% | 26.04% | 28.82% | 28.42% | 32.13% | 46.42% | 49.23% | 56.04% | 53.12% | 60% | 12.75% | 12.75% | 12.75% | 25.5% | 25.5% | 25.5% | 27.4% | 23.97% | 16.44% | 2.055% | 60% | 10% | 10% | 37.63% | 37.63% | 37.63% | 37.63% | 37.63% | 40% | 40% | 40% | 40% | 40% | 80% | 80% | 80% | 80% | 80% | 80% | 80% | 80% | 80% | 80% | 80% | 80% | 80% | 80% | 80% | 80% | 80% | 80% | 80% | 80%
| 2029 | 33.04% | 34.35% | 31.44% | 31.51% | 35.61% | 32.84% | 31.11% | 35.89% | 32.62% | 32.98% | 33% | 33% | 23.49% | 25.08% | 30.45% | 32.13% | 28.82% | 32.13% | 26.04% | 25.08% | 26.04% | 28.82% | 28.42% | 32.13% | 46.42% | 49.23% | 56.04% | 53.12% | 60% | 12.75% | 12.75% | 12.75% | 25.5% | 25.5% | 25.5% | 27.4% | 23.97% | 16.44% | 2.055% | 60% | 10% | 10% | 37.63% | 37.63% | 37.63% | 37.63% | 37.63% | 40% | 40% | 40% | 40% | 40% | 80% | 80% | 80% | 80% | 80% | 80% | 80% | 80% | 80% | 80% | 80% | 80% | 80% | 80% | 80% | 80% | 80% | 80% | 80% | 80%
| 2030 | 33.04% | 34.35% | 31.44% | 31.51% | 35.61% | 32.84% | 31.11% | 35.89% | 32.62% | 32.98% | 33% | 33% | 23.61% | 25.08% | 30.45% | 32.13% | 28.82% | 32.13% | 26.04% | 25.08% | 26.04% | 28.82% | 28.42% | 32.13% | 46.42% | 49.23% | 56.04% | 53.12% | 60% | 12.75% | 12.75% | 12.75% | 25.5% | 25.5% | 25.5% | 27.4% | 23.97% | 16.44% | 2.055% | 60% | 10% | 10% | 37.63% | 37.63% | 37.63% | 37.63% | 37.63% | 40% | 40% | 40% | 40% | 40% | 80% | 80% | 80% | 80% | 80% | 80% | 80% | 80% | 80% | 80% | 80% | 80% | 80% | 80% | 80% | 80% | 80% | 80% | 80% | 80%
| 2031 | 33.04% | 34.35% | 31.44% | 31.51% | 35.61% | 32.84% | 31.11% | 35.89% | 32.62% | 32.98% | 33% | 33% | 23.72% | 25.08% | 30.45% | 32.13% | 28.82% | 32.13% | 26.04% | 25.08% | 26.04% | 28.82% | 28.42% | 32.13% | 46.42% | 49.23% | 56.04% | 53.12% | 60% | 12.75% | 12.75% | 12.75% | 25.5% | 25.5% | 25.5% | 27.4% | 23.97% | 16.44% | 2.055% | 60% | 10% | 10% | 37.63% | 37.63% | 37.63% | 37.63% | 37.63% | 40% | 40% | 40% | 40% | 40% | 80% | 80% | 80% | 80% | 80% | 80% | 80% | 80% | 80% | 80% | 80% | 80% | 80% | 80% | 80% | 80% | 80% | 80% | 80% | 80%
| 2032 | 33.04% | 34.35% | 31.44% | 31.51% | 35.61% | 32.84% | 31.11% | 35.89% | 32.62% | 32.98% | 33% | 33% | 23.84% | 25.08% | 30.45% | 32.13% | 28.82% | 32.13% | 26.04% | 25.08% | 26.04% | 28.82% | 28.42% | 32.13% | 46.42% | 49.23% | 56.04% | 53.12% | 60% | 12.75% | 12.75% | 12.75% | 25.5% | 25.5% | 25.5% | 27.4% | 23.97% | 16.44% | 2.055% | 60% | 10% | 10% | 37.63% | 37.63% | 37.63% | 37.63% | 37.63% | 40% | 40% | 40% | 40% | 40% | 80% | 80% | 80% | 80% | 80% | 80% | 80% | 80% | 80% | 80% | 80% | 80% | 80% | 80% | 80% | 80% | 80% | 80% | 80% | 80%
| 2033 | 33.04% | 34.35% | 31.44% | 31.51% | 35.61% | 32.84% | 31.11% | 35.89% | 32.62% | 32.98% | 33% | 33% | 23.95% | 25.08% | 30.45% | 32.13% | 28.82% | 32.13% | 26.04% | 25.08% | 26.04% | 28.82% | 28.42% | 32.13% | 46.42% | 49.23% | 56.04% | 53.12% | 60% | 12.75% | 12.75% | 12.75% | 25.5% | 25.5% | 25.5% | 27.4% | 23.97% | 16.44% | 2.055% | 60% | 10% | 10% | 37.63% | 37.63% | 37.63% | 37.63% | 37.63% | 40% | 40% | 40% | 40% | 40% | 80% | 80% | 80% | 80% | 80% | 80% | 80% | 80% | 80% | 80% | 80% | 80% | 80% | 80% | 80% | 80% | 80% | 80% | 80% | 80%
| 2034 | 33.04% | 34.35% | 31.44% | 31.51% | 35.61% | 32.84% | 31.11% | 35.89% | 32.62% | 32.98% | 33% | 33% | 24.07% | 25.08% | 30.45% | 32.13% | 28.82% | 32.13% | 26.04% | 25.08% | 26.04% | 28.82% | 28.42% | 32.13% | 46.42% | 49.23% | 56.04% | 53.12% | 60% | 12.75% | 12.75% | 12.75% | 25.5% | 25.5% | 25.5% | 27.4% | 23.97% | 16.44% | 2.055% | 60% | 10% | 10% | 37.63% | 37.63% | 37.63% | 37.63% | 37.63% | 40% | 40% | 40% | 40% | 40% | 80% | 80% | 80% | 80% | 80% | 80% | 80% | 80% | 80% | 80% | 80% | 80% | 80% | 80% | 80% | 80% | 80% | 80% | 80% | 80%
| 2035 | 33.04% | 34.35% | 31.44% | 31.51% | 35.61% | 32.84% | 31.11% | 35.89% | 32.62% | 32.98% | 33% | 33% | 24.18% | 25.08% | 30.45% | 32.13% | 28.82% | 32.13% | 26.04% | 25.08% | 26.04% | 28.82% | 28.42% | 32.13% | 46.42% | 49.23% | 56.04% | 53.12% | 60% | 12.75% | 12.75% | 12.75% | 25.5% | 25.5% | 25.5% | 27.4% | 23.97% | 16.44% | 2.055% | 60% | 10% | 10% | 37.63% | 37.63% | 37.63% | 37.63% | 37.63% | 40% | 40% | 40% | 40% | 40% | 80% | 80% | 80% | 80% | 80% | 80% | 80% | 80% | 80% | 80% | 80% | 80% | 80% | 80% | 80% | 80% | 80% | 80% | 80% | 80%
| 2036 | 33.04% | 34.35% | 31.44% | 31.51% | 35.61% | 32.84% | 31.11% | 35.89% | 32.62% | 32.98% | 33% | 33% | 24.26% | 25.08% | 30.45% | 32.13% | 28.82% | 32.13% | 26.04% | 25.08% | 26.04% | 28.82% | 28.42% | 32.13% | 46.42% | 49.23% | 56.04% | 53.12% | 60% | 12.75% | 12.75% | 12.75% | 25.5% | 25.5% | 25.5% | 27.4% | 23.97% | 16.44% | 2.055% | 60% | 10% | 10% | 37.63% | 37.63% | 37.63% | 37.63% | 37.63% | 40% | 40% | 40% | 40% | 40% | 80% | 80% | 80% | 80% | 80% | 80% | 80% | 80% | 80% | 80% | 80% | 80% | 80% | 80% | 80% | 80% | 80% | 80% | 80% | 80%
| 2037 | 33.04% | 34.35% | 31.44% | 31.51% | 35.61% | 32.84% | 31.11% | 35.89% | 32.62% | 32.98% | 33% | 33% | 24.34% | 25.08% | 30.45% | 32.13% | 28.82% | 32.13% | 26.04% | 25.08% | 26.04% | 28.82% | 28.42% | 32.13% | 46.42% | 49.23% | 56.04% | 53.12% | 60% | 12.75% | 12.75% | 12.75% | 25.5% | 25.5% | 25.5% | 27.4% | 23.97% | 16.44% | 2.055% | 60% | 10% | 10% | 37.63% | 37.63% | 37.63% | 37.63% | 37.63% | 40% | 40% | 40% | 40% | 40% | 80% | 80% | 80% | 80% | 80% | 80% | 80% | 80% | 80% | 80% | 80% | 80% | 80% | 80% | 80% | 80% | 80% | 80% | 80% | 80%
| 2038 | 33.04% | 34.35% | 31.44% | 31.51% | 35.61% | 32.84% | 31.11% | 35.89% | 32.62% | 32.98% | 33% | 33% | 24.42% | 25.08% | 30.45% | 32.13% | 28.82% | 32.13% | 26.04% | 25.08% | 26.04% | 28.82% | 28.42% | 32.13% | 46.42% | 49.23% | 56.04% | 53.12% | 60% | 12.75% | 12.75% | 12.75% | 25.5% | 25.5% | 25.5% | 27.4% | 23.97% | 16.44% | 2.055% | 60% | 10% | 10% | 37.63% | 37.63% | 37.63% | 37.63% | 37.63% | 40% | 40% | 40% | 40% | 40% | 80% | 80% | 80% | 80% | 80% | 80% | 80% | 80% | 80% | 80% | 80% | 80% | 80% | 80% | 80% | 80% | 80% | 80% | 80% | 80%
| 2039 | 33.04% | 34.35% | 31.44% | 31.51% | 35.61% | 32.84% | 31.11% | 35.89% | 32.62% | 32.98% | 33% | 33% | 24.5% | 25.08% | 30.45% | 32.13% | 28.82% | 32.13% | 26.04% | 25.08% | 26.04% | 28.82% | 28.42% | 32.13% | 46.42% | 49.23% | 56.04% | 53.12% | 60% | 12.75% | 12.75% | 12.75% | 25.5% | 25.5% | 25.5% | 27.4% | 23.97% | 16.44% | 2.055% | 60% | 10% | 10% | 37.63% | 37.63% | 37.63% | 37.63% | 37.63% | 40% | 40% | 40% | 40% | 40% | 80% | 80% | 80% | 80% | 80% | 80% | 80% | 80% | 80% | 80% | 80% | 80% | 80% | 80% | 80% | 80% | 80% | 80% | 80% | 80%
| 2040 | 33.04% | 34.35% | 31.44% | 31.51% | 35.61% | 32.84% | 31.11% | 35.89% | 32.62% | 32.98% | 33% | 33% | 24.58% | 25.08% | 30.45% | 32.13% | 28.82% | 32.13% | 26.04% | 25.08% | 26.04% | 28.82% | 28.42% | 32.13% | 46.42% | 49.23% | 56.04% | 53.12% | 60% | 12.75% | 12.75% | 12.75% | 25.5% | 25.5% | 25.5% | 27.4% | 23.97% | 16.44% | 2.055% | 60% | 10% | 10% | 37.63% | 37.63% | 37.63% | 37.63% | 37.63% | 40% | 40% | 40% | 40% | 40% | 80% | 80% | 80% | 80% | 80% | 80% | 80% | 80% | 80% | 80% | 80% | 80% | 80% | 80% | 80% | 80% | 80% | 80% | 80% | 80%
| 2041 | 33.04% | 34.35% | 31.44% | 31.51% | 35.61% | 32.84% | 31.11% | 35.89% | 32.62% | 32.98% | 33% | 33% | 24.66% | 25.08% | 30.45% | 32.13% | 28.82% | 32.13% | 26.04% | 25.08% | 26.04% | 28.82% | 28.42% | 32.13% | 46.42% | 49.23% | 56.04% | 53.12% | 60% | 12.75% | 12.75% | 12.75% | 25.5% | 25.5% | 25.5% | 27.4% | 23.97% | 16.44% | 2.055% | 60% | 10% | 10% | 37.63% | 37.63% | 37.63% | 37.63% | 37.63% | 40% | 40% | 40% | 40% | 40% | 80% | 80% | 80% | 80% | 80% | 80% | 80% | 80% | 80% | 80% | 80% | 80% | 80% | 80% | 80% | 80% | 80% | 80% | 80% | 80%
| 2042 | 33.04% | 34.35% | 31.44% | 31.51% | 35.61% | 32.84% | 31.11% | 35.89% | 32.62% | 32.98% | 33% | 33% | 24.74% | 25.08% | 30.45% | 32.13% | 28.82% | 32.13% | 26.04% | 25.08% | 26.04% | 28.82% | 28.42% | 32.13% | 46.42% | 49.23% | 56.04% | 53.12% | 60% | 12.75% | 12.75% | 12.75% | 25.5% | 25.5% | 25.5% | 27.4% | 23.97% | 16.44% | 2.055% | 60% | 10% | 10% | 37.63% | 37.63% | 37.63% | 37.63% | 37.63% | 40% | 40% | 40% | 40% | 40% | 80% | 80% | 80% | 80% | 80% | 80% | 80% | 80% | 80% | 80% | 80% | 80% | 80% | 80% | 80% | 80% | 80% | 80% | 80% | 80%
| 2043 | 33.04% | 34.35% | 31.44% | 31.51% | 35.61% | 32.84% | 31.11% | 35.89% | 32.62% | 32.98% | 33% | 33% | 24.82% | 25.08% | 30.45% | 32.13% | 28.82% | 32.13% | 26.04% | 25.08% | 26.04% | 28.82% | 28.42% | 32.13% | 46.42% | 49.23% | 56.04% | 53.12% | 60% | 12.75% | 12.75% | 12.75% | 25.5% | 25.5% | 25.5% | 27.4% | 23.97% | 16.44% | 2.055% | 60% | 10% | 10% | 37.63% | 37.63% | 37.63% | 37.63% | 37.63% | 40% | 40% | 40% | 40% | 40% | 80% | 80% | 80% | 80% | 80% | 80% | 80% | 80% | 80% | 80% | 80% | 80% | 80% | 80% | 80% | 80% | 80% | 80% | 80% | 80%
| 2044 | 33.04% | 34.35% | 31.44% | 31.51% | 35.61% | 32.84% | 31.11% | 35.89% | 32.62% | 32.98% | 33% | 33% | 24.9% | 25.08% | 30.45% | 32.13% | 28.82% | 32.13% | 26.04% | 25.08% | 26.04% | 28.82% | 28.42% | 32.13% | 46.42% | 49.23% | 56.04% | 53.12% | 60% | 12.75% | 12.75% | 12.75% | 25.5% | 25.5% | 25.5% | 27.4% | 23.97% | 16.44% | 2.055% | 60% | 10% | 10% | 37.63% | 37.63% | 37.63% | 37.63% | 37.63% | 40% | 40% | 40% | 40% | 40% | 80% | 80% | 80% | 80% | 80% | 80% | 80% | 80% | 80% | 80% | 80% | 80% | 80% | 80% | 80% | 80% | 80% | 80% | 80% | 80%
| 2045 | 33.04% | 34.35% | 31.44% | 31.51% | 35.61% | 32.84% | 31.11% | 35.89% | 32.62% | 32.98% | 33% | 33% | 24.98% | 25.08% | 30.45% | 32.13% | 28.82% | 32.13% | 26.04% | 25.08% | 26.04% | 28.82% | 28.42% | 32.13% | 46.42% | 49.23% | 56.04% | 53.12% | 60% | 12.75% | 12.75% | 12.75% | 25.5% | 25.5% | 25.5% | 27.4% | 23.97% | 16.44% | 2.055% | 60% | 10% | 10% | 37.63% | 37.63% | 37.63% | 37.63% | 37.63% | 40% | 40% | 40% | 40% | 40% | 80% | 80% | 80% | 80% | 80% | 80% | 80% | 80% | 80% | 80% | 80% | 80% | 80% | 80% | 80% | 80% | 80% | 80% | 80% | 80%
| 2046 | 33.04% | 34.35% | 31.44% | 31.51% | 35.61% | 32.84% | 31.11% | 35.89% | 32.62% | 32.98% | 33% | 33% | 25.06% | 25.08% | 30.45% | 32.13% | 28.82% | 32.13% | 26.04% | 25.08% | 26.04% | 28.82% | 28.42% | 32.13% | 46.42% | 49.23% | 56.04% | 53.12% | 60% | 12.75% | 12.75% | 12.75% | 25.5% | 25.5% | 25.5% | 27.4% | 23.97% | 16.44% | 2.055% | 60% | 10% | 10% | 37.63% | 37.63% | 37.63% | 37.63% | 37.63% | 40% | 40% | 40% | 40% | 40% | 80% | 80% | 80% | 80% | 80% | 80% | 80% | 80% | 80% | 80% | 80% | 80% | 80% | 80% | 80% | 80% | 80% | 80% | 80% | 80%
| 2047 | 33.04% | 34.35% | 31.44% | 31.51% | 35.61% | 32.84% | 31.11% | 35.89% | 32.62% | 32.98% | 33% | 33% | 25.14% | 25.08% | 30.45% | 32.13% | 28.82% | 32.13% | 26.04% | 25.08% | 26.04% | 28.82% | 28.42% | 32.13% | 46.42% | 49.23% | 56.04% | 53.12% | 60% | 12.75% | 12.75% | 12.75% | 25.5% | 25.5% | 25.5% | 27.4% | 23.97% | 16.44% | 2.055% | 60% | 10% | 10% | 37.63% | 37.63% | 37.63% | 37.63% | 37.63% | 40% | 40% | 40% | 40% | 40% | 80% | 80% | 80% | 80% | 80% | 80% | 80% | 80% | 80% | 80% | 80% | 80% | 80% | 80% | 80% | 80% | 80% | 80% | 80% | 80%
| 2048 | 33.04% | 34.35% | 31.44% | 31.51% | 35.61% | 32.84% | 31.11% | 35.89% | 32.62% | 32.98% | 33% | 33% | 25.22% | 25.08% | 30.45% | 32.13% | 28.82% | 32.13% | 26.04% | 25.08% | 26.04% | 28.82% | 28.42% | 32.13% | 46.42% | 49.23% | 56.04% | 53.12% | 60% | 12.75% | 12.75% | 12.75% | 25.5% | 25.5% | 25.5% | 27.4% | 23.97% | 16.44% | 2.055% | 60% | 10% | 10% | 37.63% | 37.63% | 37.63% | 37.63% | 37.63% | 40% | 40% | 40% | 40% | 40% | 80% | 80% | 80% | 80% | 80% | 80% | 80% | 80% | 80% | 80% | 80% | 80% | 80% | 80% | 80% | 80% | 80% | 80% | 80% | 80%
| 2049 | 33.04% | 34.35% | 31.44% | 31.51% | 35.61% | 32.84% | 31.11% | 35.89% | 32.62% | 32.98% | 33% | 33% | 25.3% | 25.08% | 30.45% | 32.13% | 28.82% | 32.13% | 26.04% | 25.08% | 26.04% | 28.82% | 28.42% | 32.13% | 46.42% | 49.23% | 56.04% | 53.12% | 60% | 12.75% | 12.75% | 12.75% | 25.5% | 25.5% | 25.5% | 27.4% | 23.97% | 16.44% | 2.055% | 60% | 10% | 10% | 37.63% | 37.63% | 37.63% | 37.63% | 37.63% | 40% | 40% | 40% | 40% | 40% | 80% | 80% | 80% | 80% | 80% | 80% | 80% | 80% | 80% | 80% | 80% | 80% | 80% | 80% | 80% | 80% | 80% | 80% | 80% | 80%
| 2050 | 33.04% | 34.35% | 31.44% | 31.51% | 35.61% | 32.84% | 31.11% | 35.89% | 32.62% | 32.98% | 33% | 33% | 25.38% | 25.08% | 30.45% | 32.13% | 28.82% | 32.13% | 26.04% | 25.08% | 26.04% | 28.82% | 28.42% | 32.13% | 46.42% | 49.23% | 56.04% | 53.12% | 60% | 12.75% | 12.75% | 12.75% | 25.5% | 25.5% | 25.5% | 27.4% | 23.97% | 16.44% | 2.055% | 60% | 10% | 10% | 37.63% | 37.63% | 37.63% | 37.63% | 37.63% | 40% | 40% | 40% | 40% | 40% | 80% | 80% | 80% | 80% | 80% | 80% | 80% | 80% | 80% | 80% | 80% | 80% | 80% | 80% | 80% | 80% | 80% | 80% | 80% | 80%
| 2051 | 33.04% | 34.35% | 31.44% | 31.51% | 35.61% | 32.84% | 31.11% | 35.89% | 32.62% | 32.98% | 33% | 33% | 25.38% | 25.08% | 30.45% | 32.13% | 28.82% | 32.13% | 26.04% | 25.08% | 26.04% | 28.82% | 28.42% | 32.13% | 46.42% | 49.23% | 56.04% | 53.12% | 60% | 12.75% | 12.75% | 12.75% | 25.5% | 25.5% | 25.5% | 27.4% | 23.97% | 16.44% | 2.055% | 60% | 10% | 10% | 37.63% | 37.63% | 37.63% | 37.63% | 37.63% | 40% | 40% | 40% | 40% | 40% | 80% | 80% | 80% | 80% | 80% | 80% | 80% | 80% | 80% | 80% | 80% | 80% | 80% | 80% | 80% | 80% | 80% | 80% | 80% | 80%
| 2052 | 33.04% | 34.35% | 31.44% | 31.51% | 35.61% | 32.84% | 31.11% | 35.89% | 32.62% | 32.98% | 33% | 33% | 25.38% | 25.08% | 30.45% | 32.13% | 28.82% | 32.13% | 26.04% | 25.08% | 26.04% | 28.82% | 28.42% | 32.13% | 46.42% | 49.23% | 56.04% | 53.12% | 60% | 12.75% | 12.75% | 12.75% | 25.5% | 25.5% | 25.5% | 27.4% | 23.97% | 16.44% | 2.055% | 60% | 10% | 10% | 37.63% | 37.63% | 37.63% | 37.63% | 37.63% | 40% | 40% | 40% | 40% | 40% | 80% | 80% | 80% | 80% | 80% | 80% | 80% | 80% | 80% | 80% | 80% | 80% | 80% | 80% | 80% | 80% | 80% | 80% | 80% | 80%
| 2053 | 33.04% | 34.35% | 31.44% | 31.51% | 35.61% | 32.84% | 31.11% | 35.89% | 32.62% | 32.98% | 33% | 33% | 25.38% | 25.08% | 30.45% | 32.13% | 28.82% | 32.13% | 26.04% | 25.08% | 26.04% | 28.82% | 28.42% | 32.13% | 46.42% | 49.23% | 56.04% | 53.12% | 60% | 12.75% | 12.75% | 12.75% | 25.5% | 25.5% | 25.5% | 27.4% | 23.97% | 16.44% | 2.055% | 60% | 10% | 10% | 37.63% | 37.63% | 37.63% | 37.63% | 37.63% | 40% | 40% | 40% | 40% | 40% | 80% | 80% | 80% | 80% | 80% | 80% | 80% | 80% | 80% | 80% | 80% | 80% | 80% | 80% | 80% | 80% | 80% | 80% | 80% | 80%
| 2054 | 33.04% | 34.35% | 31.44% | 31.51% | 35.61% | 32.84% | 31.11% | 35.89% | 32.62% | 32.98% | 33% | 33% | 25.38% | 25.08% | 30.45% | 32.13% | 28.82% | 32.13% | 26.04% | 25.08% | 26.04% | 28.82% | 28.42% | 32.13% | 46.42% | 49.23% | 56.04% | 53.12% | 60% | 12.75% | 12.75% | 12.75% | 25.5% | 25.5% | 25.5% | 27.4% | 23.97% | 16.44% | 2.055% | 60% | 10% | 10% | 37.63% | 37.63% | 37.63% | 37.63% | 37.63% | 40% | 40% | 40% | 40% | 40% | 80% | 80% | 80% | 80% | 80% | 80% | 80% | 80% | 80% | 80% | 80% | 80% | 80% | 80% | 80% | 80% | 80% | 80% | 80% | 80%
| 2055 | 33.04% | 34.35% | 31.44% | 31.51% | 35.61% | 32.84% | 31.11% | 35.89% | 32.62% | 32.98% | 33% | 33% | 25.38% | 25.08% | 30.45% | 32.13% | 28.82% | 32.13% | 26.04% | 25.08% | 26.04% | 28.82% | 28.42% | 32.13% | 46.42% | 49.23% | 56.04% | 53.12% | 60% | 12.75% | 12.75% | 12.75% | 25.5% | 25.5% | 25.5% | 27.4% | 23.97% | 16.44% | 2.055% | 60% | 10% | 10% | 37.63% | 37.63% | 37.63% | 37.63% | 37.63% | 40% | 40% | 40% | 40% | 40% | 80% | 80% | 80% | 80% | 80% | 80% | 80% | 80% | 80% | 80% | 80% | 80% | 80% | 80% | 80% | 80% | 80% | 80% | 80% | 80%
| 2056 | 33.04% | 34.35% | 31.44% | 31.51% | 35.61% | 32.84% | 31.11% | 35.89% | 32.62% | 32.98% | 33% | 33% | 25.38% | 25.08% | 30.45% | 32.13% | 28.82% | 32.13% | 26.04% | 25.08% | 26.04% | 28.82% | 28.42% | 32.13% | 46.42% | 49.23% | 56.04% | 53.12% | 60% | 12.75% | 12.75% | 12.75% | 25.5% | 25.5% | 25.5% | 27.4% | 23.97% | 16.44% | 2.055% | 60% | 10% | 10% | 37.63% | 37.63% | 37.63% | 37.63% | 37.63% | 40% | 40% | 40% | 40% | 40% | 80% | 80% | 80% | 80% | 80% | 80% | 80% | 80% | 80% | 80% | 80% | 80% | 80% | 80% | 80% | 80% | 80% | 80% | 80% | 80%
| 2057 | 33.04% | 34.35% | 31.44% | 31.51% | 35.61% | 32.84% | 31.11% | 35.89% | 32.62% | 32.98% | 33% | 33% | 25.38% | 25.08% | 30.45% | 32.13% | 28.82% | 32.13% | 26.04% | 25.08% | 26.04% | 28.82% | 28.42% | 32.13% | 46.42% | 49.23% | 56.04% | 53.12% | 60% | 12.75% | 12.75% | 12.75% | 25.5% | 25.5% | 25.5% | 27.4% | 23.97% | 16.44% | 2.055% | 60% | 10% | 10% | 37.63% | 37.63% | 37.63% | 37.63% | 37.63% | 40% | 40% | 40% | 40% | 40% | 80% | 80% | 80% | 80% | 80% | 80% | 80% | 80% | 80% | 80% | 80% | 80% | 80% | 80% | 80% | 80% | 80% | 80% | 80% | 80%
| 2058 | 33.04% | 34.35% | 31.44% | 31.51% | 35.61% | 32.84% | 31.11% | 35.89% | 32.62% | 32.98% | 33% | 33% | 25.38% | 25.08% | 30.45% | 32.13% | 28.82% | 32.13% | 26.04% | 25.08% | 26.04% | 28.82% | 28.42% | 32.13% | 46.42% | 49.23% | 56.04% | 53.12% | 60% | 12.75% | 12.75% | 12.75% | 25.5% | 25.5% | 25.5% | 27.4% | 23.97% | 16.44% | 2.055% | 60% | 10% | 10% | 37.63% | 37.63% | 37.63% | 37.63% | 37.63% | 40% | 40% | 40% | 40% | 40% | 80% | 80% | 80% | 80% | 80% | 80% | 80% | 80% | 80% | 80% | 80% | 80% | 80% | 80% | 80% | 80% | 80% | 80% | 80% | 80%
| 2059 | 33.04% | 34.35% | 31.44% | 31.51% | 35.61% | 32.84% | 31.11% | 35.89% | 32.62% | 32.98% | 33% | 33% | 25.38% | 25.08% | 30.45% | 32.13% | 28.82% | 32.13% | 26.04% | 25.08% | 26.04% | 28.82% | 28.42% | 32.13% | 46.42% | 49.23% | 56.04% | 53.12% | 60% | 12.75% | 12.75% | 12.75% | 25.5% | 25.5% | 25.5% | 27.4% | 23.97% | 16.44% | 2.055% | 60% | 10% | 10% | 37.63% | 37.63% | 37.63% | 37.63% | 37.63% | 40% | 40% | 40% | 40% | 40% | 80% | 80% | 80% | 80% | 80% | 80% | 80% | 80% | 80% | 80% | 80% | 80% | 80% | 80% | 80% | 80% | 80% | 80% | 80% | 80%
| 2060 | 33.04% | 34.35% | 31.44% | 31.51% | 35.61% | 32.84% | 31.11% | 35.89% | 32.62% | 32.98% | 33% | 33% | 25.38% | 25.08% | 30.45% | 32.13% | 28.82% | 32.13% | 26.04% | 25.08% | 26.04% | 28.82% | 28.42% | 32.13% | 46.42% | 49.23% | 56.04% | 53.12% | 60% | 12.75% | 12.75% | 12.75% | 25.5% | 25.5% | 25.5% | 27.4% | 23.97% | 16.44% | 2.055% | 60% | 10% | 10% | 37.63% | 37.63% | 37.63% | 37.63% | 37.63% | 40% | 40% | 40% | 40% | 40% | 80% | 80% | 80% | 80% | 80% | 80% | 80% | 80% | 80% | 80% | 80% | 80% | 80% | 80% | 80% | 80% | 80% | 80% | 80% | 80%
2 | Nominal After-Tax WACC (%)
| 2023 | 7.464% | 7.464% | 7.464% | 7.464% | 7.464% | 7.464% | 7.464% | 7.464% | 7.667% | 7.464% | 7.554% | 7.554% | 7.466% | 7.518% | 7.673% | 7.518% | 7.518% | 7.518% | 7.518% | 7.518% | 7.518% | 7.518% | 7.571% | 7.518% | 10.17% | 10.17% | 10.17% | 10.17% | 8.741% | 7.469% | 7.667% | 7.557% | 7.469% | 7.667% | 7.557% | 8.821% | 10.17% | 10.17% | 10.17% | 7.456% | 7.456% | 7.456% | 7.579% | 7.579% | 7.579% | 7.579% | 7.579% | 7.673% | 7.673% | 7.673% | 7.673% | 7.673% | 9.014% | 9.014% | 9.014% | 9.014% | 8.819% | 8.857% | 8.819% | 8.819% | 8.907% | 10.36% | 10.36% | 10.36% | 10.36% | 10.17% | 10.2% | 10.17% | 10.17% | 10.25% | 10.23% | 10.17%
| 2024 | 7.467% | 7.467% | 7.467% | 7.467% | 7.467% | 7.467% | 7.467% | 7.467% | 7.667% | 7.467% | 7.556% | 7.556% | 7.466% | 7.527% | 7.674% | 7.527% | 7.527% | 7.527% | 7.527% | 7.527% | 7.527% | 7.527% | 7.578% | 7.527% | 10.17% | 10.17% | 10.17% | 10.17% | 8.741% | 7.469% | 7.667% | 7.557% | 7.469% | 7.667% | 7.557% | 8.821% | 10.17% | 10.17% | 10.17% | 7.456% | 7.456% | 7.456% | 7.585% | 7.585% | 7.585% | 7.585% | 7.585% | 7.674% | 7.674% | 7.674% | 7.674% | 7.674% | 9.014% | 9.014% | 9.014% | 9.014% | 8.819% | 8.857% | 8.819% | 8.819% | 8.907% | 10.36% | 10.36% | 10.36% | 10.36% | 10.17% | 10.2% | 10.17% | 10.17% | 10.25% | 10.23% | 10.17%
| 2025 | 7.471% | 7.471% | 7.471% | 7.471% | 7.471% | 7.471% | 7.471% | 7.471% | 7.668% | 7.471% | 7.559% | 7.559% | 7.466% | 7.537% | 7.675% | 7.537% | 7.537% | 7.537% | 7.537% | 7.537% | 7.537% | 7.537% | 7.584% | 7.537% | 10.17% | 10.17% | 10.17% | 10.17% | 8.802% | 7.469% | 7.667% | 7.557% | 7.469% | 7.667% | 7.557% | 8.821% | 10.17% | 10.17% | 10.17% | 7.456% | 7.456% | 7.456% | 7.591% | 7.591% | 7.591% | 7.591% | 7.591% | 7.675% | 7.675% | 7.675% | 7.675% | 7.675% | 9.014% | 9.014% | 9.014% | 9.014% | 8.819% | 8.857% | 8.819% | 8.819% | 8.907% | 10.36% | 10.36% | 10.36% | 10.36% | 10.17% | 10.2% | 10.17% | 10.17% | 10.25% | 10.23% | 10.17%
| 2026 | 7.476% | 7.476% | 7.476% | 7.476% | 7.476% | 7.476% | 7.476% | 7.476% | 7.668% | 7.476% | 7.562% | 7.562% | 7.466% | 7.541% | 7.675% | 7.541% | 7.541% | 7.541% | 7.541% | 7.541% | 7.541% | 7.541% | 7.587% | 7.541% | 10.17% | 10.17% | 10.17% | 10.17% | 8.803% | 7.469% | 7.667% | 7.557% | 7.469% | 7.667% | 7.557% | 8.821% | 10.17% | 10.17% | 10.17% | 7.456% | 7.456% | 7.456% | 7.594% | 7.594% | 7.594% | 7.594% | 7.594% | 7.675% | 7.675% | 7.675% | 7.675% | 7.675% | 9.014% | 9.014% | 9.014% | 9.014% | 8.819% | 8.857% | 8.819% | 8.819% | 8.907% | 10.36% | 10.36% | 10.36% | 10.36% | 10.17% | 10.2% | 10.17% | 10.17% | 10.25% | 10.23% | 10.17%
| 2027 | 7.347% | 7.347% | 7.347% | 7.347% | 7.347% | 7.347% | 7.347% | 7.347% | 7.523% | 7.347% | 7.426% | 7.426% | 7.324% | 7.453% | 7.575% | 7.453% | 7.453% | 7.453% | 7.453% | 7.453% | 7.453% | 7.453% | 7.495% | 7.453% | 10.03% | 10.03% | 10.03% | 10.03% | 8.657% | 7.328% | 7.514% | 7.411% | 7.328% | 7.514% | 7.411% | 8.685% | 10.03% | 10.03% | 10.03% | 7.309% | 7.309% | 7.309% | 7.501% | 7.501% | 7.501% | 7.501% | 7.501% | 7.575% | 7.575% | 7.575% | 7.575% | 7.575% | 8.863% | 8.863% | 8.863% | 8.863% | 8.681% | 8.717% | 8.681% | 8.681% | 8.763% | 10.21% | 10.21% | 10.21% | 10.21% | 10.03% | 10.06% | 10.03% | 10.03% | 10.11% | 10.09% | 10.03%
| 2028 | 7.226% | 7.226% | 7.226% | 7.226% | 7.226% | 7.226% | 7.226% | 7.226% | 7.385% | 7.226% | 7.297% | 7.297% | 7.183% | 7.371% | 7.48% | 7.371% | 7.371% | 7.371% | 7.371% | 7.371% | 7.371% | 7.371% | 7.409% | 7.371% | 9.889% | 9.889% | 9.889% | 9.889% | 8.511% | 7.188% | 7.36% | 7.265% | 7.188% | 7.36% | 7.265% | 8.548% | 9.89% | 9.89% | 9.89% | 7.161% | 7.161% | 7.161% | 7.414% | 7.414% | 7.414% | 7.414% | 7.414% | 7.48% | 7.48% | 7.48% | 7.48% | 7.48% | 8.712% | 8.712% | 8.712% | 8.712% | 8.543% | 8.576% | 8.543% | 8.543% | 8.619% | 10.06% | 10.06% | 10.06% | 10.06% | 9.889% | 9.922% | 9.889% | 9.889% | 9.965% | 9.947% | 9.889%
| 2029 | 7.112% | 7.112% | 7.112% | 7.112% | 7.112% | 7.112% | 7.112% | 7.112% | 7.254% | 7.112% | 7.175% | 7.175% | 7.041% | 7.295% | 7.392% | 7.295% | 7.295% | 7.295% | 7.295% | 7.295% | 7.295% | 7.295% | 7.328% | 7.295% | 9.751% | 9.751% | 9.751% | 9.751% | 8.365% | 7.048% | 7.206% | 7.118% | 7.048% | 7.206% | 7.118% | 8.412% | 9.753% | 9.753% | 9.753% | 7.013% | 7.013% | 7.013% | 7.333% | 7.333% | 7.333% | 7.333% | 7.333% | 7.392% | 7.392% | 7.392% | 7.392% | 7.392% | 8.56% | 8.56% | 8.56% | 8.56% | 8.405% | 8.436% | 8.405% | 8.405% | 8.475% | 9.907% | 9.907% | 9.907% | 9.907% | 9.751% | 9.782% | 9.751% | 9.751% | 9.822% | 9.805% | 9.751%
| 2030 | 6.762% | 6.762% | 6.762% | 6.762% | 6.762% | 6.762% | 6.762% | 6.762% | 6.99% | 6.762% | 6.864% | 6.864% | 6.755% | 6.799% | 7.018% | 6.799% | 6.799% | 6.799% | 6.799% | 6.799% | 6.799% | 6.799% | 6.874% | 6.799% | 9.479% | 9.479% | 9.479% | 9.479% | 8.366% | 7.048% | 7.206% | 7.118% | 7.048% | 7.206% | 7.118% | 8.412% | 9.753% | 9.753% | 9.753% | 7.013% | 7.013% | 7.013% | 6.885% | 6.885% | 6.885% | 6.885% | 6.885% | 7.018% | 7.018% | 7.018% | 7.018% | 7.018% | 8.56% | 8.56% | 8.56% | 8.56% | 8.405% | 8.436% | 8.405% | 8.405% | 8.475% | 9.907% | 9.907% | 9.907% | 9.907% | 9.751% | 9.782% | 9.751% | 9.751% | 9.822% | 9.805% | 9.751%
| 2031 | 6.762% | 6.762% | 6.762% | 6.762% | 6.762% | 6.762% | 6.762% | 6.762% | 6.99% | 6.762% | 6.864% | 6.864% | 6.755% | 6.799% | 7.018% | 6.799% | 6.799% | 6.799% | 6.799% | 6.799% | 6.799% | 6.799% | 6.874% | 6.799% | 9.479% | 9.479% | 9.479% | 9.479% | 8.367% | 7.048% | 7.206% | 7.118% | 7.048% | 7.206% | 7.118% | 8.412% | 9.753% | 9.753% | 9.753% | 7.013% | 7.013% | 7.013% | 6.885% | 6.885% | 6.885% | 6.885% | 6.885% | 7.018% | 7.018% | 7.018% | 7.018% | 7.018% | 8.56% | 8.56% | 8.56% | 8.56% | 8.405% | 8.436% | 8.405% | 8.405% | 8.475% | 9.907% | 9.907% | 9.907% | 9.907% | 9.751% | 9.782% | 9.751% | 9.751% | 9.822% | 9.805% | 9.751%
| 2032 | 6.762% | 6.762% | 6.762% | 6.762% | 6.762% | 6.762% | 6.762% | 6.762% | 6.99% | 6.762% | 6.864% | 6.864% | 6.755% | 6.799% | 7.018% | 6.799% | 6.799% | 6.799% | 6.799% | 6.799% | 6.799% | 6.799% | 6.874% | 6.799% | 9.479% | 9.479% | 9.479% | 9.479% | 8.369% | 7.048% | 7.206% | 7.118% | 7.048% | 7.206% | 7.118% | 8.412% | 9.753% | 9.753% | 9.753% | 7.013% | 7.013% | 7.013% | 6.885% | 6.885% | 6.885% | 6.885% | 6.885% | 7.018% | 7.018% | 7.018% | 7.018% | 7.018% | 8.56% | 8.56% | 8.56% | 8.56% | 8.405% | 8.436% | 8.405% | 8.405% | 8.475% | 9.907% | 9.907% | 9.907% | 9.907% | 9.751% | 9.782% | 9.751% | 9.751% | 9.822% | 9.805% | 9.751%
| 2033 | 6.762% | 6.762% | 6.762% | 6.762% | 6.762% | 6.762% | 6.762% | 6.762% | 6.99% | 6.762% | 6.864% | 6.864% | 6.755% | 6.799% | 7.018% | 6.799% | 6.799% | 6.799% | 6.799% | 6.799% | 6.799% | 6.799% | 6.874% | 6.799% | 9.479% | 9.479% | 9.479% | 9.479% | 8.37% | 7.048% | 7.206% | 7.118% | 7.048% | 7.206% | 7.118% | 8.412% | 9.753% | 9.753% | 9.753% | 7.013% | 7.013% | 7.013% | 6.885% | 6.885% | 6.885% | 6.885% | 6.885% | 7.018% | 7.018% | 7.018% | 7.018% | 7.018% | 8.56% | 8.56% | 8.56% | 8.56% | 8.405% | 8.436% | 8.405% | 8.405% | 8.475% | 9.907% | 9.907% | 9.907% | 9.907% | 9.751% | 9.782% | 9.751% | 9.751% | 9.822% | 9.805% | 9.751%
| 2034 | 6.762% | 6.762% | 6.762% | 6.762% | 6.762% | 6.762% | 6.762% | 6.762% | 6.99% | 6.762% | 6.864% | 6.864% | 6.755% | 6.799% | 7.018% | 6.799% | 6.799% | 6.799% | 6.799% | 6.799% | 6.799% | 6.799% | 6.874% | 6.799% | 9.479% | 9.479% | 9.479% | 9.479% | 8.371% | 7.048% | 7.206% | 7.118% | 7.048% | 7.206% | 7.118% | 8.412% | 9.753% | 9.753% | 9.753% | 7.013% | 7.013% | 7.013% | 6.885% | 6.885% | 6.885% | 6.885% | 6.885% | 7.018% | 7.018% | 7.018% | 7.018% | 7.018% | 8.56% | 8.56% | 8.56% | 8.56% | 8.405% | 8.436% | 8.405% | 8.405% | 8.475% | 9.907% | 9.907% | 9.907% | 9.907% | 9.751% | 9.782% | 9.751% | 9.751% | 9.822% | 9.805% | 9.751%
| 2035 | 6.762% | 6.762% | 6.762% | 6.762% | 6.762% | 6.762% | 6.762% | 6.762% | 6.99% | 6.762% | 6.864% | 6.864% | 6.755% | 6.799% | 7.018% | 6.799% | 6.799% | 6.799% | 6.799% | 6.799% | 6.799% | 6.799% | 6.874% | 6.799% | 9.479% | 9.479% | 9.479% | 9.479% | 8.372% | 7.048% | 7.206% | 7.118% | 7.048% | 7.206% | 7.118% | 8.412% | 9.753% | 9.753% | 9.753% | 7.013% | 7.013% | 7.013% | 6.885% | 6.885% | 6.885% | 6.885% | 6.885% | 7.018% | 7.018% | 7.018% | 7.018% | 7.018% | 8.56% | 8.56% | 8.56% | 8.56% | 8.405% | 8.436% | 8.405% | 8.405% | 8.475% | 9.907% | 9.907% | 9.907% | 9.907% | 9.751% | 9.782% | 9.751% | 9.751% | 9.821% | 9.805% | 9.751%
| 2036 | 6.762% | 6.762% | 6.762% | 6.762% | 6.762% | 6.762% | 6.762% | 6.762% | 6.99% | 6.762% | 6.864% | 6.864% | 6.755% | 6.799% | 7.018% | 6.799% | 6.799% | 6.799% | 6.799% | 6.799% | 6.799% | 6.799% | 6.874% | 6.799% | 9.479% | 9.479% | 9.479% | 9.479% | 8.373% | 7.048% | 7.206% | 7.118% | 7.048% | 7.206% | 7.118% | 8.412% | 9.753% | 9.753% | 9.753% | 7.013% | 7.013% | 7.013% | 6.885% | 6.885% | 6.885% | 6.885% | 6.885% | 7.018% | 7.018% | 7.018% | 7.018% | 7.018% | 8.56% | 8.56% | 8.56% | 8.56% | 8.405% | 8.436% | 8.405% | 8.405% | 8.475% | 9.907% | 9.907% | 9.907% | 9.907% | 9.751% | 9.782% | 9.751% | 9.751% | 9.821% | 9.805% | 9.751%
| 2037 | 6.762% | 6.762% | 6.762% | 6.762% | 6.762% | 6.762% | 6.762% | 6.762% | 6.99% | 6.762% | 6.864% | 6.864% | 6.755% | 6.799% | 7.018% | 6.799% | 6.799% | 6.799% | 6.799% | 6.799% | 6.799% | 6.799% | 6.874% | 6.799% | 9.479% | 9.479% | 9.479% | 9.479% | 8.326% | 6.976% | 7.152% | 7.054% | 6.976% | 7.152% | 7.054% | 8.343% | 9.678% | 9.678% | 9.678% | 7.013% | 7.013% | 7.013% | 6.885% | 6.885% | 6.885% | 6.885% | 6.885% | 7.018% | 7.018% | 7.018% | 7.018% | 7.018% | 8.509% | 8.509% | 8.509% | 8.509% | 8.337% | 8.371% | 8.337% | 8.337% | 8.415% | 9.855% | 9.855% | 9.855% | 9.855% | 9.683% | 9.717% | 9.683% | 9.683% | 9.761% | 9.742% | 9.683%
| 2038 | 6.762% | 6.762% | 6.762% | 6.762% | 6.762% | 6.762% | 6.762% | 6.762% | 6.99% | 6.762% | 6.864% | 6.864% | 6.755% | 6.799% | 7.018% | 6.799% | 6.799% | 6.799% | 6.799% | 6.799% | 6.799% | 6.799% | 6.874% | 6.799% | 9.479% | 9.479% | 9.479% | 9.479% | 8.278% | 6.904% | 7.098% | 6.99% | 6.904% | 7.098% | 6.99% | 8.275% | 9.603% | 9.603% | 9.603% | 7.013% | 7.013% | 7.013% | 6.885% | 6.885% | 6.885% | 6.885% | 6.885% | 7.018% | 7.018% | 7.018% | 7.018% | 7.018% | 8.458% | 8.458% | 8.458% | 8.458% | 8.269% | 8.306% | 8.269% | 8.269% | 8.354% | 9.804% | 9.804% | 9.804% | 9.804% | 9.615% | 9.652% | 9.615% | 9.615% | 9.7% | 9.68% | 9.615%
| 2039 | 6.762% | 6.762% | 6.762% | 6.762% | 6.762% | 6.762% | 6.762% | 6.762% | 6.99% | 6.762% | 6.864% | 6.864% | 6.755% | 6.799% | 7.018% | 6.799% | 6.799% | 6.799% | 6.799% | 6.799% | 6.799% | 6.799% | 6.874% | 6.799% | 9.479% | 9.479% | 9.479% | 9.479% | 8.181% | 6.761% | 6.989% | 6.863% | 6.761% | 6.989% | 6.863% | 8.138% | 9.454% | 9.454% | 9.454% | 7.013% | 7.013% | 7.013% | 6.885% | 6.885% | 6.885% | 6.885% | 6.885% | 7.018% | 7.018% | 7.018% | 7.018% | 7.018% | 8.355% | 8.355% | 8.355% | 8.355% | 8.132% | 8.176% | 8.132% | 8.132% | 8.233% | 9.701% | 9.701% | 9.701% | 9.701% | 9.479% | 9.523% | 9.479% | 9.479% | 9.579% | 9.555% | 9.479%
| 2040 | 6.762% | 6.762% | 6.762% | 6.762% | 6.762% | 6.762% | 6.762% | 6.762% | 6.99% | 6.762% | 6.864% | 6.864% | 6.755% | 6.799% | 7.018% | 6.799% | 6.799% | 6.799% | 6.799% | 6.799% | 6.799% | 6.799% | 6.874% | 6.799% | 9.479% | 9.479% | 9.479% | 9.479% | 8.181% | 6.761% | 6.989% | 6.863% | 6.761% | 6.989% | 6.863% | 8.138% | 9.454% | 9.454% | 9.454% | 7.013% | 7.013% | 7.013% | 6.885% | 6.885% | 6.885% | 6.885% | 6.885% | 7.018% | 7.018% | 7.018% | 7.018% | 7.018% | 8.355% | 8.355% | 8.355% | 8.355% | 8.132% | 8.176% | 8.132% | 8.132% | 8.233% | 9.701% | 9.701% | 9.701% | 9.701% | 9.479% | 9.523% | 9.479% | 9.479% | 9.579% | 9.555% | 9.479%
| 2041 | 6.762% | 6.762% | 6.762% | 6.762% | 6.762% | 6.762% | 6.762% | 6.762% | 6.99% | 6.762% | 6.864% | 6.864% | 6.755% | 6.799% | 7.018% | 6.799% | 6.799% | 6.799% | 6.799% | 6.799% | 6.799% | 6.799% | 6.874% | 6.799% | 9.479% | 9.479% | 9.479% | 9.479% | 8.181% | 6.761% | 6.989% | 6.863% | 6.761% | 6.989% | 6.863% | 8.138% | 9.454% | 9.454% | 9.454% | 7.013% | 7.013% | 7.013% | 6.885% | 6.885% | 6.885% | 6.885% | 6.885% | 7.018% | 7.018% | 7.018% | 7.018% | 7.018% | 8.355% | 8.355% | 8.355% | 8.355% | 8.132% | 8.176% | 8.132% | 8.132% | 8.233% | 9.701% | 9.701% | 9.701% | 9.701% | 9.479% | 9.523% | 9.479% | 9.479% | 9.579% | 9.555% | 9.479%
| 2042 | 6.762% | 6.762% | 6.762% | 6.762% | 6.762% | 6.762% | 6.762% | 6.762% | 6.99% | 6.762% | 6.864% | 6.864% | 6.755% | 6.799% | 7.018% | 6.799% | 6.799% | 6.799% | 6.799% | 6.799% | 6.799% | 6.799% | 6.874% | 6.799% | 9.479% | 9.479% | 9.479% | 9.479% | 8.181% | 6.761% | 6.989% | 6.863% | 6.761% | 6.989% | 6.863% | 8.138% | 9.454% | 9.454% | 9.454% | 7.013% | 7.013% | 7.013% | 6.885% | 6.885% | 6.885% | 6.885% | 6.885% | 7.018% | 7.018% | 7.018% | 7.018% | 7.018% | 8.355% | 8.355% | 8.355% | 8.355% | 8.132% | 8.176% | 8.132% | 8.132% | 8.233% | 9.701% | 9.701% | 9.701% | 9.701% | 9.479% | 9.523% | 9.479% | 9.479% | 9.579% | 9.555% | 9.479%
| 2043 | 6.762% | 6.762% | 6.762% | 6.762% | 6.762% | 6.762% | 6.762% | 6.762% | 6.99% | 6.762% | 6.864% | 6.864% | 6.755% | 6.799% | 7.018% | 6.799% | 6.799% | 6.799% | 6.799% | 6.799% | 6.799% | 6.799% | 6.874% | 6.799% | 9.479% | 9.479% | 9.479% | 9.479% | 8.181% | 6.761% | 6.989% | 6.863% | 6.761% | 6.989% | 6.863% | 8.138% | 9.454% | 9.454% | 9.454% | 7.013% | 7.013% | 7.013% | 6.885% | 6.885% | 6.885% | 6.885% | 6.885% | 7.018% | 7.018% | 7.018% | 7.018% | 7.018% | 8.355% | 8.355% | 8.355% | 8.355% | 8.132% | 8.176% | 8.132% | 8.132% | 8.233% | 9.701% | 9.701% | 9.701% | 9.701% | 9.479% | 9.523% | 9.479% | 9.479% | 9.579% | 9.555% | 9.479%
| 2044 | 6.762% | 6.762% | 6.762% | 6.762% | 6.762% | 6.762% | 6.762% | 6.762% | 6.99% | 6.762% | 6.864% | 6.864% | 6.755% | 6.799% | 7.018% | 6.799% | 6.799% | 6.799% | 6.799% | 6.799% | 6.799% | 6.799% | 6.874% | 6.799% | 9.479% | 9.479% | 9.479% | 9.479% | 8.181% | 6.761% | 6.989% | 6.863% | 6.761% | 6.989% | 6.863% | 8.138% | 9.454% | 9.454% | 9.454% | 7.013% | 7.013% | 7.013% | 6.885% | 6.885% | 6.885% | 6.885% | 6.885% | 7.018% | 7.018% | 7.018% | 7.018% | 7.018% | 8.355% | 8.355% | 8.355% | 8.355% | 8.132% | 8.176% | 8.132% | 8.132% | 8.233% | 9.701% | 9.701% | 9.701% | 9.701% | 9.479% | 9.523% | 9.479% | 9.479% | 9.579% | 9.555% | 9.479%
| 2045 | 6.762% | 6.762% | 6.762% | 6.762% | 6.762% | 6.762% | 6.762% | 6.762% | 6.99% | 6.762% | 6.864% | 6.864% | 6.755% | 6.799% | 7.018% | 6.799% | 6.799% | 6.799% | 6.799% | 6.799% | 6.799% | 6.799% | 6.874% | 6.799% | 9.479% | 9.479% | 9.479% | 9.479% | 8.181% | 6.761% | 6.989% | 6.863% | 6.761% | 6.989% | 6.863% | 8.138% | 9.454% | 9.454% | 9.454% | 7.013% | 7.013% | 7.013% | 6.885% | 6.885% | 6.885% | 6.885% | 6.885% | 7.018% | 7.018% | 7.018% | 7.018% | 7.018% | 8.355% | 8.355% | 8.355% | 8.355% | 8.132% | 8.176% | 8.132% | 8.132% | 8.233% | 9.701% | 9.701% | 9.701% | 9.701% | 9.479% | 9.523% | 9.479% | 9.479% | 9.579% | 9.555% | 9.479%
| 2046 | 6.762% | 6.762% | 6.762% | 6.762% | 6.762% | 6.762% | 6.762% | 6.762% | 6.99% | 6.762% | 6.864% | 6.864% | 6.755% | 6.799% | 7.018% | 6.799% | 6.799% | 6.799% | 6.799% | 6.799% | 6.799% | 6.799% | 6.874% | 6.799% | 9.479% | 9.479% | 9.479% | 9.479% | 8.181% | 6.761% | 6.989% | 6.863% | 6.761% | 6.989% | 6.863% | 8.138% | 9.454% | 9.454% | 9.454% | 7.013% | 7.013% | 7.013% | 6.885% | 6.885% | 6.885% | 6.885% | 6.885% | 7.018% | 7.018% | 7.018% | 7.018% | 7.018% | 8.355% | 8.355% | 8.355% | 8.355% | 8.132% | 8.176% | 8.132% | 8.132% | 8.233% | 9.701% | 9.701% | 9.701% | 9.701% | 9.479% | 9.523% | 9.479% | 9.479% | 9.579% | 9.555% | 9.479%
| 2047 | 6.762% | 6.762% | 6.762% | 6.762% | 6.762% | 6.762% | 6.762% | 6.762% | 6.99% | 6.762% | 6.864% | 6.864% | 6.755% | 6.799% | 7.018% | 6.799% | 6.799% | 6.799% | 6.799% | 6.799% | 6.799% | 6.799% | 6.874% | 6.799% | 9.479% | 9.479% | 9.479% | 9.479% | 8.181% | 6.761% | 6.989% | 6.863% | 6.761% | 6.989% | 6.863% | 8.138% | 9.454% | 9.454% | 9.454% | 7.013% | 7.013% | 7.013% | 6.885% | 6.885% | 6.885% | 6.885% | 6.885% | 7.018% | 7.018% | 7.018% | 7.018% | 7.018% | 8.355% | 8.355% | 8.355% | 8.355% | 8.132% | 8.176% | 8.132% | 8.132% | 8.233% | 9.701% | 9.701% | 9.701% | 9.701% | 9.479% | 9.523% | 9.479% | 9.479% | 9.579% | 9.555% | 9.479%
| 2048 | 6.762% | 6.762% | 6.762% | 6.762% | 6.762% | 6.762% | 6.762% | 6.762% | 6.99% | 6.762% | 6.864% | 6.864% | 6.755% | 6.799% | 7.018% | 6.799% | 6.799% | 6.799% | 6.799% | 6.799% | 6.799% | 6.799% | 6.874% | 6.799% | 9.479% | 9.479% | 9.479% | 9.479% | 8.181% | 6.761% | 6.989% | 6.863% | 6.761% | 6.989% | 6.863% | 8.138% | 9.454% | 9.454% | 9.454% | 7.013% | 7.013% | 7.013% | 6.885% | 6.885% | 6.885% | 6.885% | 6.885% | 7.018% | 7.018% | 7.018% | 7.018% | 7.018% | 8.355% | 8.355% | 8.355% | 8.355% | 8.132% | 8.176% | 8.132% | 8.132% | 8.233% | 9.701% | 9.701% | 9.701% | 9.701% | 9.479% | 9.523% | 9.479% | 9.479% | 9.579% | 9.555% | 9.479%
| 2049 | 6.762% | 6.762% | 6.762% | 6.762% | 6.762% | 6.762% | 6.762% | 6.762% | 6.99% | 6.762% | 6.864% | 6.864% | 6.755% | 6.799% | 7.018% | 6.799% | 6.799% | 6.799% | 6.799% | 6.799% | 6.799% | 6.799% | 6.874% | 6.799% | 9.479% | 9.479% | 9.479% | 9.479% | 8.181% | 6.761% | 6.989% | 6.863% | 6.761% | 6.989% | 6.863% | 8.138% | 9.454% | 9.454% | 9.454% | 7.013% | 7.013% | 7.013% | 6.885% | 6.885% | 6.885% | 6.885% | 6.885% | 7.018% | 7.018% | 7.018% | 7.018% | 7.018% | 8.355% | 8.355% | 8.355% | 8.355% | 8.132% | 8.176% | 8.132% | 8.132% | 8.233% | 9.701% | 9.701% | 9.701% | 9.701% | 9.479% | 9.523% | 9.479% | 9.479% | 9.579% | 9.555% | 9.479%
| 2050 | 6.762% | 6.762% | 6.762% | 6.762% | 6.762% | 6.762% | 6.762% | 6.762% | 6.99% | 6.762% | 6.864% | 6.864% | 6.755% | 6.799% | 7.018% | 6.799% | 6.799% | 6.799% | 6.799% | 6.799% | 6.799% | 6.799% | 6.874% | 6.799% | 9.479% | 9.479% | 9.479% | 9.479% | 8.181% | 6.761% | 6.989% | 6.863% | 6.761% | 6.989% | 6.863% | 8.138% | 9.454% | 9.454% | 9.454% | 7.013% | 7.013% | 7.013% | 6.885% | 6.885% | 6.885% | 6.885% | 6.885% | 7.018% | 7.018% | 7.018% | 7.018% | 7.018% | 8.355% | 8.355% | 8.355% | 8.355% | 8.132% | 8.176% | 8.132% | 8.132% | 8.233% | 9.701% | 9.701% | 9.701% | 9.701% | 9.479% | 9.523% | 9.479% | 9.479% | 9.579% | 9.555% | 9.479%
| 2051 | 6.762% | 6.762% | 6.762% | 6.762% | 6.762% | 6.762% | 6.762% | 6.762% | 6.99% | 6.762% | 6.864% | 6.864% | 6.755% | 6.799% | 7.018% | 6.799% | 6.799% | 6.799% | 6.799% | 6.799% | 6.799% | 6.799% | 6.874% | 6.799% | 9.479% | 9.479% | 9.479% | 9.479% | 8.181% | 6.761% | 6.989% | 6.863% | 6.761% | 6.989% | 6.863% | 8.138% | 9.454% | 9.454% | 9.454% | 7.013% | 7.013% | 7.013% | 6.885% | 6.885% | 6.885% | 6.885% | 6.885% | 7.018% | 7.018% | 7.018% | 7.018% | 7.018% | 8.355% | 8.355% | 8.355% | 8.355% | 8.132% | 8.176% | 8.132% | 8.132% | 8.233% | 9.701% | 9.701% | 9.701% | 9.701% | 9.479% | 9.523% | 9.479% | 9.479% | 9.579% | 9.555% | 9.479%
| 2052 | 6.762% | 6.762% | 6.762% | 6.762% | 6.762% | 6.762% | 6.762% | 6.762% | 6.99% | 6.762% | 6.864% | 6.864% | 6.755% | 6.799% | 7.018% | 6.799% | 6.799% | 6.799% | 6.799% | 6.799% | 6.799% | 6.799% | 6.874% | 6.799% | 9.479% | 9.479% | 9.479% | 9.479% | 8.181% | 6.761% | 6.989% | 6.863% | 6.761% | 6.989% | 6.863% | 8.138% | 9.454% | 9.454% | 9.454% | 7.013% | 7.013% | 7.013% | 6.885% | 6.885% | 6.885% | 6.885% | 6.885% | 7.018% | 7.018% | 7.018% | 7.018% | 7.018% | 8.355% | 8.355% | 8.355% | 8.355% | 8.132% | 8.176% | 8.132% | 8.132% | 8.233% | 9.701% | 9.701% | 9.701% | 9.701% | 9.479% | 9.523% | 9.479% | 9.479% | 9.579% | 9.555% | 9.479%
| 2053 | 6.762% | 6.762% | 6.762% | 6.762% | 6.762% | 6.762% | 6.762% | 6.762% | 6.99% | 6.762% | 6.864% | 6.864% | 6.755% | 6.799% | 7.018% | 6.799% | 6.799% | 6.799% | 6.799% | 6.799% | 6.799% | 6.799% | 6.874% | 6.799% | 9.479% | 9.479% | 9.479% | 9.479% | 8.181% | 6.761% | 6.989% | 6.863% | 6.761% | 6.989% | 6.863% | 8.138% | 9.454% | 9.454% | 9.454% | 7.013% | 7.013% | 7.013% | 6.885% | 6.885% | 6.885% | 6.885% | 6.885% | 7.018% | 7.018% | 7.018% | 7.018% | 7.018% | 8.355% | 8.355% | 8.355% | 8.355% | 8.132% | 8.176% | 8.132% | 8.132% | 8.233% | 9.701% | 9.701% | 9.701% | 9.701% | 9.479% | 9.523% | 9.479% | 9.479% | 9.579% | 9.555% | 9.479%
| 2054 | 6.762% | 6.762% | 6.762% | 6.762% | 6.762% | 6.762% | 6.762% | 6.762% | 6.99% | 6.762% | 6.864% | 6.864% | 6.755% | 6.799% | 7.018% | 6.799% | 6.799% | 6.799% | 6.799% | 6.799% | 6.799% | 6.799% | 6.874% | 6.799% | 9.479% | 9.479% | 9.479% | 9.479% | 8.181% | 6.761% | 6.989% | 6.863% | 6.761% | 6.989% | 6.863% | 8.138% | 9.454% | 9.454% | 9.454% | 7.013% | 7.013% | 7.013% | 6.885% | 6.885% | 6.885% | 6.885% | 6.885% | 7.018% | 7.018% | 7.018% | 7.018% | 7.018% | 8.355% | 8.355% | 8.355% | 8.355% | 8.132% | 8.176% | 8.132% | 8.132% | 8.233% | 9.701% | 9.701% | 9.701% | 9.701% | 9.479% | 9.523% | 9.479% | 9.479% | 9.579% | 9.555% | 9.479%
| 2055 | 6.762% | 6.762% | 6.762% | 6.762% | 6.762% | 6.762% | 6.762% | 6.762% | 6.99% | 6.762% | 6.864% | 6.864% | 6.755% | 6.799% | 7.018% | 6.799% | 6.799% | 6.799% | 6.799% | 6.799% | 6.799% | 6.799% | 6.874% | 6.799% | 9.479% | 9.479% | 9.479% | 9.479% | 8.181% | 6.761% | 6.989% | 6.863% | 6.761% | 6.989% | 6.863% | 8.138% | 9.454% | 9.454% | 9.454% | 7.013% | 7.013% | 7.013% | 6.885% | 6.885% | 6.885% | 6.885% | 6.885% | 7.018% | 7.018% | 7.018% | 7.018% | 7.018% | 8.355% | 8.355% | 8.355% | 8.355% | 8.132% | 8.176% | 8.132% | 8.132% | 8.233% | 9.701% | 9.701% | 9.701% | 9.701% | 9.479% | 9.523% | 9.479% | 9.479% | 9.579% | 9.555% | 9.479%
| 2056 | 6.762% | 6.762% | 6.762% | 6.762% | 6.762% | 6.762% | 6.762% | 6.762% | 6.99% | 6.762% | 6.864% | 6.864% | 6.755% | 6.799% | 7.018% | 6.799% | 6.799% | 6.799% | 6.799% | 6.799% | 6.799% | 6.799% | 6.874% | 6.799% | 9.479% | 9.479% | 9.479% | 9.479% | 8.181% | 6.761% | 6.989% | 6.863% | 6.761% | 6.989% | 6.863% | 8.138% | 9.454% | 9.454% | 9.454% | 7.013% | 7.013% | 7.013% | 6.885% | 6.885% | 6.885% | 6.885% | 6.885% | 7.018% | 7.018% | 7.018% | 7.018% | 7.018% | 8.355% | 8.355% | 8.355% | 8.355% | 8.132% | 8.176% | 8.132% | 8.132% | 8.233% | 9.701% | 9.701% | 9.701% | 9.701% | 9.479% | 9.523% | 9.479% | 9.479% | 9.579% | 9.555% | 9.479%
| 2057 | 6.762% | 6.762% | 6.762% | 6.762% | 6.762% | 6.762% | 6.762% | 6.762% | 6.99% | 6.762% | 6.864% | 6.864% | 6.755% | 6.799% | 7.018% | 6.799% | 6.799% | 6.799% | 6.799% | 6.799% | 6.799% | 6.799% | 6.874% | 6.799% | 9.479% | 9.479% | 9.479% | 9.479% | 8.181% | 6.761% | 6.989% | 6.863% | 6.761% | 6.989% | 6.863% | 8.138% | 9.454% | 9.454% | 9.454% | 7.013% | 7.013% | 7.013% | 6.885% | 6.885% | 6.885% | 6.885% | 6.885% | 7.018% | 7.018% | 7.018% | 7.018% | 7.018% | 8.355% | 8.355% | 8.355% | 8.355% | 8.132% | 8.176% | 8.132% | 8.132% | 8.233% | 9.701% | 9.701% | 9.701% | 9.701% | 9.479% | 9.523% | 9.479% | 9.479% | 9.579% | 9.555% | 9.479%
| 2058 | 6.762% | 6.762% | 6.762% | 6.762% | 6.762% | 6.762% | 6.762% | 6.762% | 6.99% | 6.762% | 6.864% | 6.864% | 6.755% | 6.799% | 7.018% | 6.799% | 6.799% | 6.799% | 6.799% | 6.799% | 6.799% | 6.799% | 6.874% | 6.799% | 9.479% | 9.479% | 9.479% | 9.479% | 8.181% | 6.761% | 6.989% | 6.863% | 6.761% | 6.989% | 6.863% | 8.138% | 9.454% | 9.454% | 9.454% | 7.013% | 7.013% | 7.013% | 6.885% | 6.885% | 6.885% | 6.885% | 6.885% | 7.018% | 7.018% | 7.018% | 7.018% | 7.018% | 8.355% | 8.355% | 8.355% | 8.355% | 8.132% | 8.176% | 8.132% | 8.132% | 8.233% | 9.701% | 9.701% | 9.701% | 9.701% | 9.479% | 9.523% | 9.479% | 9.479% | 9.579% | 9.555% | 9.479%
| 2059 | 6.762% | 6.762% | 6.762% | 6.762% | 6.762% | 6.762% | 6.762% | 6.762% | 6.99% | 6.762% | 6.864% | 6.864% | 6.755% | 6.799% | 7.018% | 6.799% | 6.799% | 6.799% | 6.799% | 6.799% | 6.799% | 6.799% | 6.874% | 6.799% | 9.479% | 9.479% | 9.479% | 9.479% | 8.181% | 6.761% | 6.989% | 6.863% | 6.761% | 6.989% | 6.863% | 8.138% | 9.454% | 9.454% | 9.454% | 7.013% | 7.013% | 7.013% | 6.885% | 6.885% | 6.885% | 6.885% | 6.885% | 7.018% | 7.018% | 7.018% | 7.018% | 7.018% | 8.355% | 8.355% | 8.355% | 8.355% | 8.132% | 8.176% | 8.132% | 8.132% | 8.233% | 9.701% | 9.701% | 9.701% | 9.701% | 9.479% | 9.523% | 9.479% | 9.479% | 9.579% | 9.555% | 9.479%
| 2060 | 6.762% | 6.762% | 6.762% | 6.762% | 6.762% | 6.762% | 6.762% | 6.762% | 6.99% | 6.762% | 6.864% | 6.864% | 6.755% | 6.799% | 7.018% | 6.799% | 6.799% | 6.799% | 6.799% | 6.799% | 6.799% | 6.799% | 6.874% | 6.799% | 9.479% | 9.479% | 9.479% | 9.479% | 8.181% | 6.761% | 6.989% | 6.863% | 6.761% | 6.989% | 6.863% | 8.138% | 9.454% | 9.454% | 9.454% | 7.013% | 7.013% | 7.013% | 6.885% | 6.885% | 6.885% | 6.885% | 6.885% | 7.018% | 7.018% | 7.018% | 7.018% | 7.018% | 8.355% | 8.355% | 8.355% | 8.355% | 8.132% | 8.176% | 8.132% | 8.132% | 8.233% | 9.701% | 9.701% | 9.701% | 9.701% | 9.479% | 9.523% | 9.479% | 9.479% | 9.579% | 9.555% | 9.479%
3 | CAPEX (incl. AFUDC, excl. IX), $/kW
| 2023 | 1598.53 | 1598.53 | 1598.53 | 1598.53 | 1598.53 | 1598.53 | 1598.53 | 1598.53 | 1550.23 | 1598.53 | 1542.07 | 1542.07 | 2463.17 | 1782.41 | 1746.06 | 1782.41 | 1782.41 | 1782.41 | 1782.41 | 1782.41 | 1782.41 | 1782.41 | 1720.62 | 1782.41 | 7781.53 | 7781.53 | 7781.53 | 7781.53 | 6028.93 | 1601.09 | 1568.44 | 1562.93 | 2881.96 | 2823.19 | 2813.27 | 2741.11 | 4789.33 | 6166.63 | 6769.51 | 1549.14 | 1481.66 | 3012.81 | 1707.72 | 1707.72 | 1707.72 | 1707.72 | 1707.72 | 1724.03 | 1724.03 | 1724.03 | 1724.03 | 1724.03 | 9940.21 | 9940.21 | 9940.21 | 9940.21 | 10249.91 | 9969.31 | 10249.91 | 10249.91 | 9897.04 | 13725.49 | 13725.49 | 13725.49 | 13725.49 | 14153.12 | 13765.67 | 14153.12 | 14153.12 | 13665.88 | 13426.09 | 19732.61
| 2024 | 1547.45 | 1547.45 | 1547.45 | 1547.45 | 1547.45 | 1547.45 | 1547.45 | 1547.45 | 1500.7 | 1547.45 | 1492.8 | 1492.8 | 2395.77 | 1751.08 | 1715.37 | 1751.08 | 1751.08 | 1751.08 | 1751.08 | 1751.08 | 1751.08 | 1751.08 | 1690.37 | 1751.08 | 7781.53 | 7781.53 | 7781.53 | 7781.53 | 5813.49 | 1574.48 | 1542.38 | 1536.95 | 2834.07 | 2776.28 | 2766.52 | 2741.11 | 4734.93 | 6081.68 | 6659.26 | 1535.59 | 1469.82 | 2988.74 | 1677.7 | 1677.7 | 1677.7 | 1677.7 | 1677.7 | 1693.73 | 1693.73 | 1693.73 | 1693.73 | 1693.73 | 9738.23 | 9738.23 | 9738.23 | 9738.23 | 10041.64 | 9766.75 | 10041.64 | 10041.64 | 9695.94 | 13218.74 | 13218.74 | 13218.74 | 13218.74 | 13630.59 | 13257.45 | 13630.59 | 13630.59 | 13161.33 | 12930.4 | 18288.27
| 2025 | 1951.85 | 1951.85 | 1951.85 | 1951.85 | 1951.85 | 1951.85 | 1951.85 | 1951.85 | 1892.88 | 1951.85 | 1882.91 | 1882.91 | 2328.38 | 1997.61 | 1956.88 | 1997.61 | 1997.61 | 1997.61 | 1997.61 | 1997.61 | 1997.61 | 1997.61 | 1928.36 | 1997.61 | 8699.75 | 8699.75 | 8699.75 | 8699.75 | 5644.32 | 2921.8 | 2862.22 | 2852.15 | 5259.23 | 5151.99 | 5133.87 | 2747.69 | 4680.53 | 5996.73 | 6549 | 1524.78 | 1460.61 | 2970.01 | 1913.91 | 1913.91 | 1913.91 | 1913.91 | 1913.91 | 1932.19 | 1932.19 | 1932.19 | 1932.19 | 1932.19 | 9587.03 | 9587.03 | 9587.03 | 9587.03 | 9885.73 | 9615.1 | 9885.73 | 9885.73 | 9545.39 | 12841.96 | 12841.96 | 12841.96 | 12841.96 | 13242.07 | 12879.56 | 13242.07 | 13242.07 | 12786.19 | 12561.84 | 17286.56
| 2026 | 1889.67 | 1889.67 | 1889.67 | 1889.67 | 1889.67 | 1889.67 | 1889.67 | 1889.67 | 1832.57 | 1889.67 | 1822.93 | 1822.93 | 2260.98 | 1962.67 | 1922.65 | 1962.67 | 1962.67 | 1962.67 | 1962.67 | 1962.67 | 1962.67 | 1962.67 | 1894.63 | 1962.67 | 8699.75 | 8699.75 | 8699.75 | 8699.75 | 5539.33 | 2873.47 | 2814.88 | 2804.98 | 5172.25 | 5066.78 | 5048.96 | 2747.69 | 4626.13 | 5911.78 | 6438.75 | 1511.33 | 1448.75 | 2945.9 | 1880.43 | 1880.43 | 1880.43 | 1880.43 | 1880.43 | 1898.39 | 1898.39 | 1898.39 | 1898.39 | 1898.39 | 9421.37 | 9421.37 | 9421.37 | 9421.37 | 9714.9 | 9448.95 | 9714.9 | 9714.9 | 9380.45 | 12446.7 | 12446.7 | 12446.7 | 12446.7 | 12834.5 | 12483.15 | 12834.5 | 12834.5 | 12392.65 | 12175.21 | 16412.23
| 2027 | 1829.55 | 1829.55 | 1829.55 | 1829.55 | 1829.55 | 1829.55 | 1829.55 | 1829.55 | 1774.27 | 1829.55 | 1764.93 | 1764.93 | 2193.58 | 1928.43 | 1889.1 | 1928.43 | 1928.43 | 1928.43 | 1928.43 | 1928.43 | 1928.43 | 1928.43 | 1861.57 | 1928.43 | 8699.75 | 8699.75 | 8699.75 | 8699.75 | 5483.73 | 2826.06 | 2768.44 | 2758.7 | 5086.91 | 4983.19 | 4965.66 | 2747.69 | 4571.73 | 5826.84 | 6328.49 | 1497.76 | 1436.9 | 2921.79 | 1847.62 | 1847.62 | 1847.62 | 1847.62 | 1847.62 | 1865.27 | 1865.27 | 1865.27 | 1865.27 | 1865.27 | 9269.7 | 9269.7 | 9269.7 | 9269.7 | 9558.51 | 9296.85 | 9558.51 | 9558.51 | 9229.45 | 12091.94 | 12091.94 | 12091.94 | 12091.94 | 12468.68 | 12127.35 | 12468.68 | 12468.68 | 12039.43 | 11828.18 | 15689.16
| 2028 | 1771.43 | 1771.43 | 1771.43 | 1771.43 | 1771.43 | 1771.43 | 1771.43 | 1771.43 | 1717.91 | 1771.43 | 1708.87 | 1708.87 | 2126.18 | 1894.86 | 1856.22 | 1894.86 | 1894.86 | 1894.86 | 1894.86 | 1894.86 | 1894.86 | 1894.86 | 1829.17 | 1894.86 | 8699.75 | 8699.75 | 8699.75 | 8699.75 | 5447.62 | 2779.55 | 2722.87 | 2713.29 | 5003.18 | 4901.16 | 4883.93 | 2747.69 | 4517.33 | 5741.89 | 6218.24 | 1484.18 | 1425.04 | 2897.68 | 1815.46 | 1815.46 | 1815.46 | 1815.46 | 1815.46 | 1832.8 | 1832.8 | 1832.8 | 1832.8 | 1832.8 | 9129.93 | 9129.93 | 9129.93 | 9129.93 | 9414.38 | 9156.66 | 9414.38 | 9414.38 | 9090.28 | 11770.42 | 11770.42 | 11770.42 | 11770.42 | 12137.15 | 11804.89 | 12137.15 | 12137.15 | 11719.31 | 11513.68 | 15074.95
| 2029 | 1715.24 | 1715.24 | 1715.24 | 1715.24 | 1715.24 | 1715.24 | 1715.24 | 1715.24 | 1663.41 | 1715.24 | 1654.66 | 1654.66 | 2058.79 | 1861.96 | 1823.99 | 1861.96 | 1861.96 | 1861.96 | 1861.96 | 1861.96 | 1861.96 | 1861.96 | 1797.41 | 1861.96 | 8699.75 | 8699.75 | 8699.75 | 8699.75 | 5414.17 | 2733.9 | 2678.16 | 2668.74 | 4921.03 | 4820.68 | 4803.73 | 2747.69 | 4462.93 | 5656.94 | 6107.98 | 1470.73 | 1413.32 | 2873.84 | 1783.94 | 1783.94 | 1783.94 | 1783.94 | 1783.94 | 1800.98 | 1800.98 | 1800.98 | 1800.98 | 1800.98 | 9000.36 | 9000.36 | 9000.36 | 9000.36 | 9280.78 | 9026.72 | 9280.78 | 9280.78 | 8961.27 | 11476.65 | 11476.65 | 11476.65 | 11476.65 | 11834.22 | 11510.26 | 11834.22 | 11834.22 | 11426.81 | 11226.31 | 14542.48
| 2030 | 1274.78 | 1274.78 | 1274.78 | 1274.78 | 1274.78 | 1274.78 | 1274.78 | 1274.78 | 1236.26 | 1274.78 | 1229.75 | 1229.75 | 1991.39 | 1575.77 | 1543.64 | 1575.77 | 1575.77 | 1575.77 | 1575.77 | 1575.77 | 1575.77 | 1575.77 | 1521.15 | 1575.77 | 7781.53 | 7781.53 | 7781.53 | 7781.53 | 5379.56 | 1425.08 | 1396.02 | 1391.11 | 2565.14 | 2512.83 | 2503.99 | 2741.11 | 4408.52 | 5571.99 | 5997.73 | 1454.54 | 1398.94 | 2844.61 | 1509.75 | 1509.75 | 1509.75 | 1509.75 | 1509.75 | 1524.17 | 1524.17 | 1524.17 | 1524.17 | 1524.17 | 8851.33 | 8851.33 | 8851.33 | 8851.33 | 9127.1 | 8877.25 | 9127.1 | 9127.1 | 8812.89 | 11148.37 | 11148.37 | 11148.37 | 11148.37 | 11495.72 | 11181.02 | 11495.72 | 11495.72 | 11099.96 | 10905.2 | 14000.62
| 2031 | 1234.45 | 1234.45 | 1234.45 | 1234.45 | 1234.45 | 1234.45 | 1234.45 | 1234.45 | 1197.15 | 1234.45 | 1190.85 | 1190.85 | 1923.99 | 1548.55 | 1516.97 | 1548.55 | 1548.55 | 1548.55 | 1548.55 | 1548.55 | 1548.55 | 1548.55 | 1494.87 | 1548.55 | 6685.35 | 6685.35 | 6685.35 | 6685.35 | 5337.85 | 1401.79 | 1373.2 | 1368.37 | 2523.22 | 2471.76 | 2463.07 | 2741.11 | 4347.63 | 5483.76 | 5898.26 | 1440.99 | 1387.1 | 2820.55 | 1483.66 | 1483.66 | 1483.66 | 1483.66 | 1483.66 | 1497.83 | 1497.83 | 1497.83 | 1497.83 | 1497.83 | 8738.73 | 8738.73 | 8738.73 | 8738.73 | 9011 | 8764.32 | 9011 | 9011 | 8700.78 | 10899.44 | 10899.44 | 10899.44 | 10899.44 | 11239.03 | 10931.36 | 11239.03 | 11239.03 | 10852.11 | 10661.69 | 13584.22
| 2032 | 1195.46 | 1195.46 | 1195.46 | 1195.46 | 1195.46 | 1195.46 | 1195.46 | 1195.46 | 1159.34 | 1195.46 | 1153.24 | 1153.24 | 1856.6 | 1521.86 | 1490.83 | 1521.86 | 1521.86 | 1521.86 | 1521.86 | 1521.86 | 1521.86 | 1521.86 | 1469.1 | 1521.86 | 5880.27 | 5880.27 | 5880.27 | 5880.27 | 5299.27 | 1378.93 | 1350.81 | 1346.06 | 2482.08 | 2431.47 | 2422.91 | 2741.11 | 4287.58 | 5396.92 | 5800.44 | 1427.56 | 1375.27 | 2796.48 | 1458.09 | 1458.09 | 1458.09 | 1458.09 | 1458.09 | 1472.02 | 1472.02 | 1472.02 | 1472.02 | 1472.02 | 8632.95 | 8632.95 | 8632.95 | 8632.95 | 8901.92 | 8658.23 | 8901.92 | 8901.92 | 8595.46 | 10667.78 | 10667.78 | 10667.78 | 10667.78 | 11000.15 | 10699.02 | 11000.15 | 11000.15 | 10621.46 | 10435.09 | 13208.65
| 2033 | 1157.76 | 1157.76 | 1157.76 | 1157.76 | 1157.76 | 1157.76 | 1157.76 | 1157.76 | 1122.77 | 1157.76 | 1116.86 | 1116.86 | 1789.2 | 1495.7 | 1465.2 | 1495.7 | 1495.7 | 1495.7 | 1495.7 | 1495.7 | 1495.7 | 1495.7 | 1443.84 | 1495.7 | 5608.71 | 5608.71 | 5608.71 | 5608.71 | 5266.94 | 1356.5 | 1328.84 | 1324.17 | 2441.71 | 2391.92 | 2383.51 | 2741.11 | 4228.36 | 5311.45 | 5704.24 | 1414.01 | 1363.43 | 2772.41 | 1433.02 | 1433.02 | 1433.02 | 1433.02 | 1433.02 | 1446.71 | 1446.71 | 1446.71 | 1446.71 | 1446.71 | 8533.22 | 8533.22 | 8533.22 | 8533.22 | 8799.08 | 8558.21 | 8799.08 | 8799.08 | 8496.16 | 10451.2 | 10451.2 | 10451.2 | 10451.2 | 10776.82 | 10481.8 | 10776.82 | 10776.82 | 10405.81 | 10223.23 | 12866.88
| 2034 | 1121.29 | 1121.29 | 1121.29 | 1121.29 | 1121.29 | 1121.29 | 1121.29 | 1121.29 | 1087.41 | 1121.29 | 1081.69 | 1081.69 | 1721.8 | 1470.05 | 1440.07 | 1470.05 | 1470.05 | 1470.05 | 1470.05 | 1470.05 | 1470.05 | 1470.05 | 1419.08 | 1470.05 | 5403.67 | 5403.67 | 5403.67 | 5403.67 | 5233.12 | 1334.49 | 1307.28 | 1302.68 | 2402.09 | 2353.1 | 2344.83 | 2741.11 | 4169.96 | 5227.34 | 5609.64 | 1400.46 | 1351.6 | 2748.34 | 1408.45 | 1408.45 | 1408.45 | 1408.45 | 1408.45 | 1421.9 | 1421.9 | 1421.9 | 1421.9 | 1421.9 | 8438.9 | 8438.9 | 8438.9 | 8438.9 | 8701.82 | 8463.61 | 8701.82 | 8701.82 | 8402.25 | 10247.86 | 10247.86 | 10247.86 | 10247.86 | 10567.15 | 10277.87 | 10567.15 | 10567.15 | 10203.35 | 10024.32 | 12553.5
| 2035 | 1086.03 | 1086.03 | 1086.03 | 1086.03 | 1086.03 | 1086.03 | 1086.03 | 1086.03 | 1053.21 | 1086.03 | 1047.67 | 1047.67 | 1654.4 | 1444.9 | 1415.43 | 1444.9 | 1444.9 | 1444.9 | 1444.9 | 1444.9 | 1444.9 | 1444.9 | 1394.81 | 1444.9 | 5240.14 | 5240.14 | 5240.14 | 5240.14 | 5200.26 | 1312.89 | 1286.12 | 1281.59 | 2363.2 | 2315.01 | 2306.87 | 2741.11 | 4112.36 | 5144.56 | 5516.61 | 1387.04 | 1339.76 | 2724.28 | 1384.35 | 1384.35 | 1384.35 | 1384.35 | 1384.35 | 1397.58 | 1397.58 | 1397.58 | 1397.58 | 1397.58 | 8349.43 | 8349.43 | 8349.43 | 8349.43 | 8609.57 | 8373.88 | 8609.57 | 8609.57 | 8313.17 | 10056.25 | 10056.25 | 10056.25 | 10056.25 | 10369.57 | 10085.7 | 10369.57 | 10369.57 | 10012.58 | 9836.9 | 12264.27
| 2036 | 1051.92 | 1051.92 | 1051.92 | 1051.92 | 1051.92 | 1051.92 | 1051.92 | 1051.92 | 1020.14 | 1051.92 | 1014.77 | 1014.77 | 1626.8 | 1420.24 | 1391.28 | 1420.24 | 1420.24 | 1420.24 | 1420.24 | 1420.24 | 1420.24 | 1420.24 | 1371 | 1420.24 | 4878.73 | 4878.73 | 4878.73 | 4878.73 | 5162.63 | 1291.69 | 1265.35 | 1260.9 | 2325.03 | 2277.62 | 2269.61 | 2741.11 | 4055.56 | 5063.09 | 5425.12 | 1375.62 | 1327.92 | 2700.21 | 1360.73 | 1360.73 | 1360.73 | 1360.73 | 1360.73 | 1373.73 | 1373.73 | 1373.73 | 1373.73 | 1373.73 | 8307.68 | 8307.68 | 8307.68 | 8307.68 | 8566.52 | 8332.01 | 8566.52 | 8566.52 | 8271.61 | 10005.97 | 10005.97 | 10005.97 | 10005.97 | 10317.72 | 10035.27 | 10317.72 | 10317.72 | 9962.52 | 9787.72 | 12202.95
| 2037 | 1018.93 | 1018.93 | 1018.93 | 1018.93 | 1018.93 | 1018.93 | 1018.93 | 1018.93 | 988.14 | 1018.93 | 982.94 | 982.94 | 1599.2 | 1396.06 | 1367.6 | 1396.06 | 1396.06 | 1396.06 | 1396.06 | 1396.06 | 1396.06 | 1396.06 | 1347.67 | 1396.06 | 4637.52 | 4637.52 | 4637.52 | 4637.52 | 5125.32 | 1270.87 | 1244.96 | 1240.58 | 2287.57 | 2240.93 | 2233.05 | 2741.11 | 3999.55 | 4982.91 | 5335.14 | 1364.2 | 1316.22 | 2676.41 | 1337.57 | 1337.57 | 1337.57 | 1337.57 | 1337.57 | 1350.34 | 1350.34 | 1350.34 | 1350.34 | 1350.34 | 8266.15 | 8266.15 | 8266.15 | 8266.15 | 8523.69 | 8290.35 | 8523.69 | 8523.69 | 8230.25 | 9955.94 | 9955.94 | 9955.94 | 9955.94 | 10266.14 | 9985.1 | 10266.14 | 10266.14 | 9912.71 | 9738.78 | 12141.94
| 2038 | 987.02 | 987.02 | 987.02 | 987.02 | 987.02 | 987.02 | 987.02 | 987.02 | 957.2 | 987.02 | 952.16 | 952.16 | 1571.6 | 1372.36 | 1344.37 | 1372.36 | 1372.36 | 1372.36 | 1372.36 | 1372.36 | 1372.36 | 1372.36 | 1324.78 | 1372.36 | 4458.67 | 4458.67 | 4458.67 | 4458.67 | 5091.17 | 1250.45 | 1224.95 | 1220.64 | 2250.8 | 2204.91 | 2197.15 | 2741.11 | 3944.3 | 4904.01 | 5246.66 | 1352.79 | 1304.39 | 2652.35 | 1314.85 | 1314.85 | 1314.85 | 1314.85 | 1314.85 | 1327.41 | 1327.41 | 1327.41 | 1327.41 | 1327.41 | 8224.81 | 8224.81 | 8224.81 | 8224.81 | 8481.07 | 8248.9 | 8481.07 | 8481.07 | 8189.1 | 9906.16 | 9906.16 | 9906.16 | 9906.16 | 10214.8 | 9935.17 | 10214.8 | 10214.8 | 9863.14 | 9690.08 | 12081.23
| 2039 | 956.16 | 956.16 | 956.16 | 956.16 | 956.16 | 956.16 | 956.16 | 956.16 | 927.27 | 956.16 | 922.39 | 922.39 | 1544 | 1349.11 | 1321.6 | 1349.11 | 1349.11 | 1349.11 | 1349.11 | 1349.11 | 1349.11 | 1349.11 | 1302.34 | 1349.11 | 4317.68 | 4317.68 | 4317.68 | 4317.68 | 5051.23 | 1230.39 | 1205.3 | 1201.06 | 2214.71 | 2169.55 | 2161.92 | 2741.11 | 3889.82 | 4826.35 | 5159.65 | 1341.24 | 1292.55 | 2628.28 | 1292.58 | 1292.58 | 1292.58 | 1292.58 | 1292.58 | 1304.93 | 1304.93 | 1304.93 | 1304.93 | 1304.93 | 8183.69 | 8183.69 | 8183.69 | 8183.69 | 8438.67 | 8207.65 | 8438.67 | 8438.67 | 8148.15 | 9856.63 | 9856.63 | 9856.63 | 9856.63 | 10163.73 | 9885.49 | 10163.73 | 10163.73 | 9813.83 | 9641.63 | 12020.82
| 2040 | 926.3 | 926.3 | 926.3 | 926.3 | 926.3 | 926.3 | 926.3 | 926.3 | 898.31 | 926.3 | 893.58 | 893.58 | 1516.4 | 1326.32 | 1299.27 | 1326.32 | 1326.32 | 1326.32 | 1326.32 | 1326.32 | 1326.32 | 1326.32 | 1280.34 | 1326.32 | 4201.95 | 4201.95 | 4201.95 | 4201.95 | 5016.56 | 1210.71 | 1186.02 | 1181.85 | 2179.27 | 2134.84 | 2127.33 | 2741.11 | 3836.1 | 4749.92 | 5074.08 | 1329.83 | 1280.71 | 2604.21 | 1270.74 | 1270.74 | 1270.74 | 1270.74 | 1270.74 | 1282.88 | 1282.88 | 1282.88 | 1282.88 | 1282.88 | 8142.77 | 8142.77 | 8142.77 | 8142.77 | 8396.47 | 8166.62 | 8396.47 | 8396.47 | 8107.41 | 9807.35 | 9807.35 | 9807.35 | 9807.35 | 10112.91 | 9836.07 | 10112.91 | 10112.91 | 9764.76 | 9593.42 | 11960.72
| 2041 | 897.42 | 897.42 | 897.42 | 897.42 | 897.42 | 897.42 | 897.42 | 897.42 | 870.3 | 897.42 | 865.72 | 865.72 | 1488.8 | 1303.96 | 1277.37 | 1303.96 | 1303.96 | 1303.96 | 1303.96 | 1303.96 | 1303.96 | 1303.96 | 1258.76 | 1303.96 | 4104.21 | 4104.21 | 4104.21 | 4104.21 | 4985.53 | 1191.38 | 1167.09 | 1162.99 | 2144.49 | 2100.76 | 2093.37 | 2741.11 | 3783.11 | 4674.7 | 4989.93 | 1318.41 | 1268.88 | 2580.14 | 1249.32 | 1249.32 | 1249.32 | 1249.32 | 1249.32 | 1261.26 | 1261.26 | 1261.26 | 1261.26 | 1261.26 | 8102.06 | 8102.06 | 8102.06 | 8102.06 | 8354.49 | 8125.78 | 8354.49 | 8354.49 | 8066.87 | 9758.31 | 9758.31 | 9758.31 | 9758.31 | 10062.35 | 9786.89 | 10062.35 | 10062.35 | 9715.93 | 9545.46 | 11900.91
| 2042 | 869.47 | 869.47 | 869.47 | 869.47 | 869.47 | 869.47 | 869.47 | 869.47 | 843.2 | 869.47 | 838.76 | 838.76 | 1461.2 | 1282.04 | 1255.9 | 1282.04 | 1282.04 | 1282.04 | 1282.04 | 1282.04 | 1282.04 | 1282.04 | 1237.6 | 1282.04 | 4019.89 | 4019.89 | 4019.89 | 4019.89 | 4948.86 | 1172.41 | 1148.51 | 1144.47 | 2110.34 | 2067.31 | 2060.04 | 2741.11 | 3730.86 | 4600.67 | 4907.17 | 1306.99 | 1257.04 | 2556.08 | 1228.32 | 1228.32 | 1228.32 | 1228.32 | 1228.32 | 1240.05 | 1240.05 | 1240.05 | 1240.05 | 1240.05 | 8061.55 | 8061.55 | 8061.55 | 8061.55 | 8312.72 | 8085.15 | 8312.72 | 8312.72 | 8026.54 | 9709.52 | 9709.52 | 9709.52 | 9709.52 | 10012.04 | 9737.95 | 10012.04 | 10012.04 | 9667.36 | 9497.73 | 11841.41
| 2043 | 842.44 | 842.44 | 842.44 | 842.44 | 842.44 | 842.44 | 842.44 | 842.44 | 816.99 | 842.44 | 812.69 | 812.69 | 1433.6 | 1260.54 | 1234.84 | 1260.54 | 1260.54 | 1260.54 | 1260.54 | 1260.54 | 1260.54 | 1260.54 | 1216.84 | 1260.54 | 3945.93 | 3945.93 | 3945.93 | 3945.93 | 4916.47 | 1153.79 | 1130.26 | 1126.28 | 2076.82 | 2034.47 | 2027.31 | 2741.11 | 3679.33 | 4527.82 | 4825.79 | 1295.57 | 1245.21 | 2532.01 | 1207.72 | 1207.72 | 1207.72 | 1207.72 | 1207.72 | 1219.26 | 1219.26 | 1219.26 | 1219.26 | 1219.26 | 8021.24 | 8021.24 | 8021.24 | 8021.24 | 8271.15 | 8044.73 | 8271.15 | 8271.15 | 7986.41 | 9660.97 | 9660.97 | 9660.97 | 9660.97 | 9961.98 | 9689.26 | 9961.98 | 9961.98 | 9619.02 | 9450.24 | 11782.2
| 2044 | 816.28 | 816.28 | 816.28 | 816.28 | 816.28 | 816.28 | 816.28 | 816.28 | 791.62 | 816.28 | 787.45 | 787.45 | 1406 | 1239.45 | 1214.18 | 1239.45 | 1239.45 | 1239.45 | 1239.45 | 1239.45 | 1239.45 | 1239.45 | 1196.48 | 1239.45 | 3880.2 | 3880.2 | 3880.2 | 3880.2 | 4881.43 | 1135.5 | 1112.35 | 1108.43 | 2043.9 | 2002.22 | 1995.18 | 2741.11 | 3628.51 | 4456.11 | 4745.76 | 1284.16 | 1233.37 | 2507.94 | 1187.52 | 1187.52 | 1187.52 | 1187.52 | 1187.52 | 1198.86 | 1198.86 | 1198.86 | 1198.86 | 1198.86 | 7981.13 | 7981.13 | 7981.13 | 7981.13 | 8229.8 | 8004.5 | 8229.8 | 8229.8 | 7946.47 | 9612.67 | 9612.67 | 9612.67 | 9612.67 | 9912.17 | 9640.82 | 9912.17 | 9912.17 | 9570.92 | 9402.99 | 11723.29
| 2045 | 790.98 | 790.98 | 790.98 | 790.98 | 790.98 | 790.98 | 790.98 | 790.98 | 767.08 | 790.98 | 763.04 | 763.04 | 1378.4 | 1218.77 | 1193.92 | 1218.77 | 1218.77 | 1218.77 | 1218.77 | 1218.77 | 1218.77 | 1218.77 | 1176.52 | 1218.77 | 3821.14 | 3821.14 | 3821.14 | 3821.14 | 4844.11 | 1117.54 | 1094.76 | 1090.91 | 2011.58 | 1970.56 | 1963.63 | 2741.11 | 3578.39 | 4385.55 | 4667.05 | 1272.74 | 1221.67 | 2484.15 | 1167.7 | 1167.7 | 1167.7 | 1167.7 | 1167.7 | 1178.85 | 1178.85 | 1178.85 | 1178.85 | 1178.85 | 7941.23 | 7941.23 | 7941.23 | 7941.23 | 8188.65 | 7964.48 | 8188.65 | 8188.65 | 7906.74 | 9564.61 | 9564.61 | 9564.61 | 9564.61 | 9862.6 | 9592.61 | 9862.6 | 9862.6 | 9523.07 | 9355.98 | 11664.67
| 2046 | 766.49 | 766.49 | 766.49 | 766.49 | 766.49 | 766.49 | 766.49 | 766.49 | 743.33 | 766.49 | 739.42 | 739.42 | 1350.8 | 1198.48 | 1174.04 | 1198.48 | 1198.48 | 1198.48 | 1198.48 | 1198.48 | 1198.48 | 1198.48 | 1156.93 | 1198.48 | 3767.61 | 3767.61 | 3767.61 | 3767.61 | 4807.54 | 1099.91 | 1077.49 | 1073.7 | 1979.84 | 1939.47 | 1932.65 | 2741.11 | 3528.97 | 4316.1 | 4589.65 | 1261.32 | 1209.83 | 2460.08 | 1148.26 | 1148.26 | 1148.26 | 1148.26 | 1148.26 | 1159.23 | 1159.23 | 1159.23 | 1159.23 | 1159.23 | 7901.52 | 7901.52 | 7901.52 | 7901.52 | 8147.71 | 7924.66 | 8147.71 | 8147.71 | 7867.21 | 9516.78 | 9516.78 | 9516.78 | 9516.78 | 9813.29 | 9544.65 | 9813.29 | 9813.29 | 9475.45 | 9309.2 | 11606.35
| 2047 | 742.79 | 742.79 | 742.79 | 742.79 | 742.79 | 742.79 | 742.79 | 742.79 | 720.35 | 742.79 | 716.56 | 716.56 | 1323.2 | 1178.58 | 1154.55 | 1178.58 | 1178.58 | 1178.58 | 1178.58 | 1178.58 | 1178.58 | 1178.58 | 1137.72 | 1178.58 | 3718.72 | 3718.72 | 3718.72 | 3718.72 | 4772.89 | 1082.6 | 1060.53 | 1056.8 | 1948.68 | 1908.95 | 1902.23 | 2741.11 | 3480.22 | 4247.75 | 4513.53 | 1249.9 | 1198 | 2436.01 | 1129.2 | 1129.2 | 1129.2 | 1129.2 | 1129.2 | 1139.98 | 1139.98 | 1139.98 | 1139.98 | 1139.98 | 7862.01 | 7862.01 | 7862.01 | 7862.01 | 8106.97 | 7885.04 | 8106.97 | 8106.97 | 7827.87 | 9469.2 | 9469.2 | 9469.2 | 9469.2 | 9764.23 | 9496.93 | 9764.23 | 9764.23 | 9428.08 | 9262.65 | 11548.32
| 2048 | 719.86 | 719.86 | 719.86 | 719.86 | 719.86 | 719.86 | 719.86 | 719.86 | 698.11 | 719.86 | 694.44 | 694.44 | 1295.59 | 1159.06 | 1135.43 | 1159.06 | 1159.06 | 1159.06 | 1159.06 | 1159.06 | 1159.06 | 1159.06 | 1118.88 | 1159.06 | 3673.78 | 3673.78 | 3673.78 | 3673.78 | 4736.05 | 1065.6 | 1043.87 | 1040.2 | 1918.08 | 1878.97 | 1872.36 | 2741.11 | 3432.15 | 4180.48 | 4438.68 | 1238.49 | 1186.16 | 2411.95 | 1110.49 | 1110.49 | 1110.49 | 1110.49 | 1110.49 | 1121.1 | 1121.1 | 1121.1 | 1121.1 | 1121.1 | 7822.7 | 7822.7 | 7822.7 | 7822.7 | 8066.43 | 7845.61 | 8066.43 | 8066.43 | 7788.73 | 9421.85 | 9421.85 | 9421.85 | 9421.85 | 9715.4 | 9449.44 | 9715.4 | 9715.4 | 9380.94 | 9216.34 | 11490.58
| 2049 | 697.67 | 697.67 | 697.67 | 697.67 | 697.67 | 697.67 | 697.67 | 697.67 | 676.59 | 697.67 | 673.03 | 673.03 | 1267.99 | 1139.91 | 1116.67 | 1139.91 | 1139.91 | 1139.91 | 1139.91 | 1139.91 | 1139.91 | 1139.91 | 1100.39 | 1139.91 | 3632.23 | 3632.23 | 3632.23 | 3632.23 | 4697.14 | 1048.91 | 1027.52 | 1023.9 | 1888.03 | 1849.53 | 1843.03 | 2741.11 | 3384.75 | 4114.28 | 4365.07 | 1227.07 | 1174.32 | 2387.88 | 1092.15 | 1092.15 | 1092.15 | 1092.15 | 1092.15 | 1102.58 | 1102.58 | 1102.58 | 1102.58 | 1102.58 | 7783.59 | 7783.59 | 7783.59 | 7783.59 | 8026.1 | 7806.38 | 8026.1 | 8026.1 | 7749.79 | 9374.74 | 9374.74 | 9374.74 | 9374.74 | 9666.83 | 9402.19 | 9666.83 | 9666.83 | 9334.03 | 9170.25 | 11433.12
| 2050 | 676.19 | 676.19 | 676.19 | 676.19 | 676.19 | 676.19 | 676.19 | 676.19 | 655.76 | 676.19 | 652.31 | 652.31 | 1240.39 | 1121.12 | 1098.26 | 1121.12 | 1121.12 | 1121.12 | 1121.12 | 1121.12 | 1121.12 | 1121.12 | 1082.26 | 1121.12 | 3593.62 | 3593.62 | 3593.62 | 3593.62 | 4638.64 | 1032.51 | 1011.46 | 1007.9 | 1858.52 | 1820.62 | 1814.22 | 2741.11 | 3338 | 4049.13 | 4292.67 | 1215.65 | 1162.49 | 2363.81 | 1074.15 | 1074.15 | 1074.15 | 1074.15 | 1074.15 | 1084.41 | 1084.41 | 1084.41 | 1084.41 | 1084.41 | 7744.67 | 7744.67 | 7744.67 | 7744.67 | 7985.97 | 7767.35 | 7985.97 | 7985.97 | 7711.04 | 9327.87 | 9327.87 | 9327.87 | 9327.87 | 9618.49 | 9355.18 | 9618.49 | 9618.49 | 9287.36 | 9124.4 | 11375.96
| 2051 | 653.24 | 653.24 | 653.24 | 653.24 | 653.24 | 653.24 | 653.24 | 653.24 | 633.5 | 653.24 | 630.16 | 630.16 | 1212.79 | 1101.6 | 1079.13 | 1101.6 | 1101.6 | 1101.6 | 1101.6 | 1101.6 | 1101.6 | 1101.6 | 1063.41 | 1101.6 | 3548.12 | 3548.12 | 3548.12 | 3548.12 | 4597.55 | 1015.5 | 994.8 | 991.3 | 1827.91 | 1790.64 | 1784.34 | 2741.11 | 3289.92 | 3981.85 | 4217.8 | 1204.23 | 1150.65 | 2339.74 | 1055.44 | 1055.44 | 1055.44 | 1055.44 | 1055.44 | 1065.52 | 1065.52 | 1065.52 | 1065.52 | 1065.52 | 7705.36 | 7705.36 | 7705.36 | 7705.36 | 7945.43 | 7727.92 | 7945.43 | 7945.43 | 7671.9 | 9280.52 | 9280.52 | 9280.52 | 9280.52 | 9569.67 | 9307.7 | 9569.67 | 9569.67 | 9240.22 | 9078.09 | 11318.22
| 2052 | 630.28 | 630.28 | 630.28 | 630.28 | 630.28 | 630.28 | 630.28 | 630.28 | 611.24 | 630.28 | 608.02 | 608.02 | 1185.19 | 1082.07 | 1060 | 1082.07 | 1082.07 | 1082.07 | 1082.07 | 1082.07 | 1082.07 | 1082.07 | 1044.55 | 1082.07 | 3502.61 | 3502.61 | 3502.61 | 3502.61 | 4556.45 | 998.5 | 978.14 | 974.7 | 1797.3 | 1760.65 | 1754.46 | 2741.11 | 3241.84 | 3914.56 | 4142.92 | 1192.82 | 1138.82 | 2315.68 | 1036.73 | 1036.73 | 1036.73 | 1036.73 | 1036.73 | 1046.63 | 1046.63 | 1046.63 | 1046.63 | 1046.63 | 7666.05 | 7666.05 | 7666.05 | 7666.05 | 7904.9 | 7688.5 | 7904.9 | 7904.9 | 7632.76 | 9233.18 | 9233.18 | 9233.18 | 9233.18 | 9520.85 | 9260.21 | 9520.85 | 9520.85 | 9193.08 | 9031.77 | 11260.47
| 2053 | 607.32 | 607.32 | 607.32 | 607.32 | 607.32 | 607.32 | 607.32 | 607.32 | 588.97 | 607.32 | 585.87 | 585.87 | 1157.59 | 1062.54 | 1040.87 | 1062.54 | 1062.54 | 1062.54 | 1062.54 | 1062.54 | 1062.54 | 1062.54 | 1025.7 | 1062.54 | 3457.11 | 3457.11 | 3457.11 | 3457.11 | 4515.36 | 981.49 | 961.48 | 958.1 | 1766.68 | 1730.66 | 1724.57 | 2741.11 | 3193.76 | 3847.28 | 4068.05 | 1181.4 | 1126.98 | 2291.61 | 1018.02 | 1018.02 | 1018.02 | 1018.02 | 1018.02 | 1027.74 | 1027.74 | 1027.74 | 1027.74 | 1027.74 | 7626.74 | 7626.74 | 7626.74 | 7626.74 | 7864.36 | 7649.07 | 7864.36 | 7864.36 | 7593.62 | 9185.83 | 9185.83 | 9185.83 | 9185.83 | 9472.03 | 9212.73 | 9472.03 | 9472.03 | 9145.94 | 8985.46 | 11202.73
| 2054 | 584.37 | 584.37 | 584.37 | 584.37 | 584.37 | 584.37 | 584.37 | 584.37 | 566.71 | 584.37 | 563.73 | 563.73 | 1129.99 | 1043.01 | 1021.74 | 1043.01 | 1043.01 | 1043.01 | 1043.01 | 1043.01 | 1043.01 | 1043.01 | 1006.85 | 1043.01 | 3411.6 | 3411.6 | 3411.6 | 3411.6 | 4474.27 | 964.49 | 944.82 | 941.5 | 1736.07 | 1700.67 | 1694.69 | 2741.11 | 3145.68 | 3780 | 3993.17 | 1169.98 | 1115.14 | 2267.54 | 999.3 | 999.3 | 999.3 | 999.3 | 999.3 | 1008.85 | 1008.85 | 1008.85 | 1008.85 | 1008.85 | 7587.43 | 7587.43 | 7587.43 | 7587.43 | 7823.83 | 7609.65 | 7823.83 | 7823.83 | 7554.48 | 9138.48 | 9138.48 | 9138.48 | 9138.48 | 9423.2 | 9165.24 | 9423.2 | 9423.2 | 9098.79 | 8939.15 | 11144.99
| 2055 | 561.41 | 561.41 | 561.41 | 561.41 | 561.41 | 561.41 | 561.41 | 561.41 | 544.45 | 561.41 | 541.58 | 541.58 | 1102.39 | 1023.48 | 1002.61 | 1023.48 | 1023.48 | 1023.48 | 1023.48 | 1023.48 | 1023.48 | 1023.48 | 988 | 1023.48 | 3366.1 | 3366.1 | 3366.1 | 3366.1 | 4433.17 | 947.48 | 928.16 | 924.89 | 1705.46 | 1670.69 | 1664.81 | 2741.11 | 3097.6 | 3712.71 | 3918.29 | 1158.56 | 1103.31 | 2243.47 | 980.59 | 980.59 | 980.59 | 980.59 | 980.59 | 989.96 | 989.96 | 989.96 | 989.96 | 989.96 | 7548.12 | 7548.12 | 7548.12 | 7548.12 | 7783.29 | 7570.22 | 7783.29 | 7783.29 | 7515.34 | 9091.13 | 9091.13 | 9091.13 | 9091.13 | 9374.38 | 9117.75 | 9374.38 | 9374.38 | 9051.65 | 8892.83 | 11087.24
| 2056 | 538.45 | 538.45 | 538.45 | 538.45 | 538.45 | 538.45 | 538.45 | 538.45 | 522.18 | 538.45 | 519.44 | 519.44 | 1074.79 | 1003.95 | 983.48 | 1003.95 | 1003.95 | 1003.95 | 1003.95 | 1003.95 | 1003.95 | 1003.95 | 969.15 | 1003.95 | 3320.59 | 3320.59 | 3320.59 | 3320.59 | 4392.08 | 930.47 | 911.5 | 908.29 | 1674.85 | 1640.7 | 1634.93 | 2741.11 | 3049.52 | 3645.43 | 3843.42 | 1147.15 | 1091.47 | 2219.41 | 961.88 | 961.88 | 961.88 | 961.88 | 961.88 | 971.07 | 971.07 | 971.07 | 971.07 | 971.07 | 7508.81 | 7508.81 | 7508.81 | 7508.81 | 7742.75 | 7530.79 | 7742.75 | 7742.75 | 7476.2 | 9043.79 | 9043.79 | 9043.79 | 9043.79 | 9325.56 | 9070.27 | 9325.56 | 9325.56 | 9004.51 | 8846.52 | 11029.5
| 2057 | 515.5 | 515.5 | 515.5 | 515.5 | 515.5 | 515.5 | 515.5 | 515.5 | 499.92 | 515.5 | 497.29 | 497.29 | 1047.19 | 984.42 | 964.35 | 984.42 | 984.42 | 984.42 | 984.42 | 984.42 | 984.42 | 984.42 | 950.29 | 984.42 | 3275.09 | 3275.09 | 3275.09 | 3275.09 | 4350.99 | 913.47 | 894.84 | 891.69 | 1644.24 | 1610.71 | 1605.05 | 2741.11 | 3001.45 | 3578.14 | 3768.54 | 1135.73 | 1079.64 | 2195.34 | 943.17 | 943.17 | 943.17 | 943.17 | 943.17 | 952.18 | 952.18 | 952.18 | 952.18 | 952.18 | 7469.5 | 7469.5 | 7469.5 | 7469.5 | 7702.22 | 7491.37 | 7702.22 | 7702.22 | 7437.06 | 8996.44 | 8996.44 | 8996.44 | 8996.44 | 9276.74 | 9022.78 | 9276.74 | 9276.74 | 8957.37 | 8800.2 | 10971.76
| 2058 | 492.54 | 492.54 | 492.54 | 492.54 | 492.54 | 492.54 | 492.54 | 492.54 | 477.66 | 492.54 | 475.14 | 475.14 | 1019.59 | 964.89 | 945.22 | 964.89 | 964.89 | 964.89 | 964.89 | 964.89 | 964.89 | 964.89 | 931.44 | 964.89 | 3229.59 | 3229.59 | 3229.59 | 3229.59 | 4309.89 | 896.46 | 878.18 | 875.09 | 1613.63 | 1580.72 | 1575.16 | 2741.11 | 2953.37 | 3510.86 | 3693.67 | 1124.31 | 1067.8 | 2171.27 | 924.46 | 924.46 | 924.46 | 924.46 | 924.46 | 933.29 | 933.29 | 933.29 | 933.29 | 933.29 | 7430.18 | 7430.18 | 7430.18 | 7430.18 | 7661.68 | 7451.94 | 7661.68 | 7661.68 | 7397.92 | 8949.09 | 8949.09 | 8949.09 | 8949.09 | 9227.91 | 8975.3 | 9227.91 | 9227.91 | 8910.23 | 8753.89 | 10914.01
| 2059 | 469.58 | 469.58 | 469.58 | 469.58 | 469.58 | 469.58 | 469.58 | 469.58 | 455.4 | 469.58 | 453 | 453 | 991.99 | 945.36 | 926.09 | 945.36 | 945.36 | 945.36 | 945.36 | 945.36 | 945.36 | 945.36 | 912.59 | 945.36 | 3184.08 | 3184.08 | 3184.08 | 3184.08 | 4268.8 | 879.45 | 861.52 | 858.49 | 1583.01 | 1550.73 | 1545.28 | 2741.11 | 2905.29 | 3443.58 | 3618.79 | 1112.89 | 1055.96 | 2147.2 | 905.75 | 905.75 | 905.75 | 905.75 | 905.75 | 914.4 | 914.4 | 914.4 | 914.4 | 914.4 | 7390.87 | 7390.87 | 7390.87 | 7390.87 | 7621.15 | 7412.51 | 7621.15 | 7621.15 | 7358.78 | 8901.75 | 8901.75 | 8901.75 | 8901.75 | 9179.09 | 8927.81 | 9179.09 | 9179.09 | 8863.09 | 8707.57 | 10856.27
| 2060 | 446.63 | 446.63 | 446.63 | 446.63 | 446.63 | 446.63 | 446.63 | 446.63 | 433.13 | 446.63 | 430.85 | 430.85 | 964.39 | 925.83 | 906.96 | 925.83 | 925.83 | 925.83 | 925.83 | 925.83 | 925.83 | 925.83 | 893.74 | 925.83 | 3138.58 | 3138.58 | 3138.58 | 3138.58 | 4227.71 | 862.45 | 844.86 | 841.89 | 1552.4 | 1520.75 | 1515.4 | 2741.11 | 2857.21 | 3376.29 | 3543.92 | 1101.48 | 1044.13 | 2123.14 | 887.04 | 887.04 | 887.04 | 887.04 | 887.04 | 895.51 | 895.51 | 895.51 | 895.51 | 895.51 | 7351.56 | 7351.56 | 7351.56 | 7351.56 | 7580.61 | 7373.09 | 7580.61 | 7580.61 | 7319.64 | 8854.4 | 8854.4 | 8854.4 | 8854.4 | 9130.27 | 8880.32 | 9130.27 | 9130.27 | 8815.95 | 8661.26 | 10798.53
4 | Levelized Capital Cost, $/kW-yr
| 2023 | 93.67 | 93.67 | 93.67 | 93.67 | 93.67 | 93.67 | 93.67 | 93.67 | 94.38 | 93.67 | 92.01 | 92.01 | 144.24 | 102.91 | 102.93 | 102.91 | 102.91 | 102.91 | 102.91 | 102.91 | 102.91 | 102.91 | 100.11 | 102.91 | 630.03 | 630.03 | 630.03 | 630.03 | 414.01 | 117.01 | 117.67 | 115.64 | 210.62 | 211.81 | 208.16 | 179.41 | 448.79 | 577.85 | 634.34 | 114.41 | 109.43 | 222.52 | 99.46 | 99.46 | 99.46 | 99.46 | 99.46 | 101.63 | 101.63 | 101.63 | 101.63 | 101.63 | 717.79 | 717.79 | 717.79 | 717.79 | 712.21 | 698.47 | 712.21 | 712.21 | 700.49 | 1157.12 | 1157.12 | 1157.12 | 1157.12 | 1145.91 | 1124.28 | 1145.91 | 1145.91 | 1128.11 | 1103.41 | 1597.65
| 2024 | 103.5 | 103.5 | 103.5 | 103.5 | 103.5 | 103.5 | 103.5 | 103.5 | 103.59 | 103.5 | 101.34 | 101.34 | 160.27 | 116.01 | 115.29 | 116.01 | 116.01 | 116.01 | 116.01 | 116.01 | 116.01 | 116.01 | 112.58 | 116.01 | 705.41 | 705.41 | 705.41 | 705.41 | 447.71 | 128.04 | 128.13 | 126.25 | 230.46 | 230.63 | 227.24 | 206.05 | 489.59 | 628.84 | 688.56 | 127.26 | 121.81 | 247.68 | 111.82 | 111.82 | 111.82 | 111.82 | 111.82 | 113.84 | 113.84 | 113.84 | 113.84 | 113.84 | 789.5 | 789.5 | 789.5 | 789.5 | 788.49 | 772.18 | 788.49 | 788.49 | 773.07 | 1238.08 | 1238.08 | 1238.08 | 1238.08 | 1235.63 | 1210.26 | 1235.63 | 1235.63 | 1211.88 | 1186.36 | 1657.86
| 2025 | 134.97 | 134.97 | 134.97 | 134.97 | 134.97 | 134.97 | 134.97 | 134.97 | 134.21 | 134.97 | 131.75 | 131.75 | 161.17 | 136.43 | 134.77 | 136.43 | 136.43 | 136.43 | 136.43 | 136.43 | 136.43 | 136.43 | 132.11 | 136.43 | 817.99 | 817.99 | 817.99 | 817.99 | 460.03 | 244.64 | 243.66 | 240.68 | 440.36 | 438.59 | 433.23 | 214.36 | 500.23 | 640.9 | 699.93 | 128.68 | 123.26 | 250.64 | 131.17 | 131.17 | 131.17 | 131.17 | 131.17 | 133.07 | 133.07 | 133.07 | 133.07 | 133.07 | 799.95 | 799.95 | 799.95 | 799.95 | 804.01 | 786.3 | 804.01 | 804.01 | 785.88 | 1238.26 | 1238.26 | 1238.26 | 1238.26 | 1245.08 | 1217.54 | 1245.08 | 1245.08 | 1216.76 | 1192.12 | 1625.36
| 2026 | 134.99 | 134.99 | 134.99 | 134.99 | 134.99 | 134.99 | 134.99 | 134.99 | 133.4 | 134.99 | 131.38 | 131.38 | 161.87 | 138.26 | 135.96 | 138.26 | 138.26 | 138.26 | 138.26 | 138.26 | 138.26 | 138.26 | 133.66 | 138.26 | 847.92 | 847.92 | 847.92 | 847.92 | 467.86 | 247.66 | 245.52 | 243.12 | 445.79 | 441.94 | 437.61 | 222.35 | 510.8 | 652.75 | 710.94 | 129.86 | 124.48 | 253.12 | 132.68 | 132.68 | 132.68 | 132.68 | 132.68 | 134.25 | 134.25 | 134.25 | 134.25 | 134.25 | 808.86 | 808.86 | 808.86 | 808.86 | 817.97 | 798.89 | 817.97 | 817.97 | 797.18 | 1235.14 | 1235.14 | 1235.14 | 1235.14 | 1250.92 | 1221.35 | 1250.92 | 1250.92 | 1218.25 | 1194.52 | 1599.62
| 2027 | 133.33 | 133.33 | 133.33 | 133.33 | 133.33 | 133.33 | 133.33 | 133.33 | 130.96 | 133.33 | 129.4 | 129.4 | 160.33 | 138.94 | 136.02 | 138.94 | 138.94 | 138.94 | 138.94 | 138.94 | 138.94 | 138.94 | 134.09 | 138.94 | 870.05 | 870.05 | 870.05 | 870.05 | 474.17 | 248.1 | 244.8 | 243.01 | 446.57 | 440.64 | 437.41 | 228.05 | 517.02 | 658.96 | 715.69 | 129.56 | 124.29 | 252.73 | 133.08 | 133.08 | 133.08 | 133.08 | 133.08 | 134.3 | 134.3 | 134.3 | 134.3 | 134.3 | 809.67 | 809.67 | 809.67 | 809.67 | 823.82 | 803.55 | 823.82 | 823.82 | 800.53 | 1222.44 | 1222.44 | 1222.44 | 1222.44 | 1246.99 | 1215.64 | 1246.99 | 1246.99 | 1210.26 | 1187.62 | 1569.06
| 2028 | 129.9 | 129.9 | 129.9 | 129.9 | 129.9 | 129.9 | 129.9 | 129.9 | 127.42 | 129.9 | 125.98 | 125.98 | 156.26 | 138.14 | 135.1 | 138.14 | 138.14 | 138.14 | 138.14 | 138.14 | 138.14 | 138.14 | 133.27 | 138.14 | 873.91 | 873.91 | 873.91 | 873.91 | 472.82 | 245.06 | 241.76 | 240.01 | 441.11 | 435.18 | 432.02 | 229.7 | 512.94 | 651.99 | 706.07 | 129.23 | 124.08 | 252.31 | 132.26 | 132.26 | 132.26 | 132.26 | 132.26 | 133.4 | 133.4 | 133.4 | 133.4 | 133.4 | 801.4 | 801.4 | 801.4 | 801.4 | 815.58 | 795.47 | 815.58 | 815.58 | 792.44 | 1194.91 | 1194.91 | 1194.91 | 1194.91 | 1219.21 | 1188.5 | 1219.21 | 1219.21 | 1183.16 | 1161.06 | 1514.32
| 2029 | 126.66 | 126.66 | 126.66 | 126.66 | 126.66 | 126.66 | 126.66 | 126.66 | 124.06 | 126.66 | 122.76 | 122.76 | 152.13 | 137.42 | 134.27 | 137.42 | 137.42 | 137.42 | 137.42 | 137.42 | 137.42 | 137.42 | 132.53 | 137.42 | 877.78 | 877.78 | 877.78 | 877.78 | 471.71 | 242.06 | 238.76 | 237.06 | 435.71 | 429.78 | 426.7 | 231.34 | 508.81 | 644.94 | 696.36 | 128.9 | 123.87 | 251.87 | 131.52 | 131.52 | 131.52 | 131.52 | 131.52 | 132.58 | 132.58 | 132.58 | 132.58 | 132.58 | 793.88 | 793.88 | 793.88 | 793.88 | 808.11 | 788.15 | 808.11 | 808.11 | 785.1 | 1169.93 | 1169.93 | 1169.93 | 1169.93 | 1194.04 | 1163.89 | 1194.04 | 1194.04 | 1158.58 | 1136.98 | 1467.29
| 2030 | 92.84 | 92.84 | 92.84 | 92.84 | 92.84 | 92.84 | 92.84 | 92.84 | 95.72 | 92.84 | 92.21 | 92.21 | 144.79 | 115.53 | 119.19 | 115.53 | 115.53 | 115.53 | 115.53 | 115.53 | 115.53 | 115.53 | 113.69 | 115.53 | 769.85 | 769.85 | 769.85 | 769.85 | 468.69 | 126.18 | 124.46 | 123.57 | 227.12 | 224.03 | 222.42 | 230.79 | 502.61 | 635.26 | 683.79 | 127.48 | 122.61 | 249.31 | 113.14 | 113.14 | 113.14 | 113.14 | 113.14 | 117.68 | 117.68 | 117.68 | 117.68 | 117.68 | 780.74 | 780.74 | 780.74 | 780.74 | 794.73 | 775.1 | 794.73 | 794.73 | 772.1 | 1136.47 | 1136.47 | 1136.47 | 1136.47 | 1159.88 | 1130.6 | 1159.88 | 1159.88 | 1125.44 | 1104.45 | 1412.62
| 2031 | 89.91 | 89.91 | 89.91 | 89.91 | 89.91 | 89.91 | 89.91 | 89.91 | 92.69 | 89.91 | 89.29 | 89.29 | 139.89 | 113.53 | 117.13 | 113.53 | 113.53 | 113.53 | 113.53 | 113.53 | 113.53 | 113.53 | 111.72 | 113.53 | 661.4 | 661.4 | 661.4 | 661.4 | 465.05 | 124.11 | 122.43 | 121.55 | 223.4 | 220.37 | 218.79 | 230.79 | 495.67 | 625.2 | 672.45 | 126.29 | 121.57 | 247.2 | 111.19 | 111.19 | 111.19 | 111.19 | 111.19 | 115.65 | 115.65 | 115.65 | 115.65 | 115.65 | 770.81 | 770.81 | 770.81 | 770.81 | 784.62 | 765.24 | 784.62 | 784.62 | 762.28 | 1111.09 | 1111.09 | 1111.09 | 1111.09 | 1133.98 | 1105.36 | 1133.98 | 1133.98 | 1100.31 | 1079.79 | 1370.61
| 2032 | 87.07 | 87.07 | 87.07 | 87.07 | 87.07 | 87.07 | 87.07 | 87.07 | 89.76 | 87.07 | 86.47 | 86.47 | 134.99 | 111.58 | 115.11 | 111.58 | 111.58 | 111.58 | 111.58 | 111.58 | 111.58 | 111.58 | 109.8 | 111.58 | 581.75 | 581.75 | 581.75 | 581.75 | 461.68 | 122.09 | 120.43 | 119.57 | 219.76 | 216.77 | 215.22 | 230.79 | 488.82 | 615.3 | 661.3 | 125.11 | 120.53 | 245.09 | 109.27 | 109.27 | 109.27 | 109.27 | 109.27 | 113.66 | 113.66 | 113.66 | 113.66 | 113.66 | 761.48 | 761.48 | 761.48 | 761.48 | 775.12 | 755.98 | 775.12 | 775.12 | 753.05 | 1087.47 | 1087.47 | 1087.47 | 1087.47 | 1109.88 | 1081.86 | 1109.88 | 1109.88 | 1076.93 | 1056.84 | 1332.71
| 2033 | 84.32 | 84.32 | 84.32 | 84.32 | 84.32 | 84.32 | 84.32 | 84.32 | 86.93 | 84.32 | 83.75 | 83.75 | 130.09 | 109.66 | 113.13 | 109.66 | 109.66 | 109.66 | 109.66 | 109.66 | 109.66 | 109.66 | 107.91 | 109.66 | 554.89 | 554.89 | 554.89 | 554.89 | 458.86 | 120.1 | 118.47 | 117.62 | 216.19 | 213.25 | 211.72 | 230.79 | 482.07 | 605.55 | 650.33 | 123.93 | 119.49 | 242.98 | 107.39 | 107.39 | 107.39 | 107.39 | 107.39 | 111.7 | 111.7 | 111.7 | 111.7 | 111.7 | 752.68 | 752.68 | 752.68 | 752.68 | 766.17 | 747.24 | 766.17 | 766.17 | 744.35 | 1065.4 | 1065.4 | 1065.4 | 1065.4 | 1087.35 | 1059.9 | 1087.35 | 1087.35 | 1055.06 | 1035.39 | 1298.23
| 2034 | 81.67 | 81.67 | 81.67 | 81.67 | 81.67 | 81.67 | 81.67 | 81.67 | 84.19 | 81.67 | 81.11 | 81.11 | 125.19 | 107.78 | 111.19 | 107.78 | 107.78 | 107.78 | 107.78 | 107.78 | 107.78 | 107.78 | 106.06 | 107.78 | 534.6 | 534.6 | 534.6 | 534.6 | 455.9 | 118.16 | 116.55 | 115.71 | 212.68 | 209.79 | 208.28 | 230.79 | 475.41 | 595.96 | 639.55 | 122.74 | 118.46 | 240.87 | 105.55 | 105.55 | 105.55 | 105.55 | 105.55 | 109.79 | 109.79 | 109.79 | 109.79 | 109.79 | 744.36 | 744.36 | 744.36 | 744.36 | 757.7 | 738.99 | 757.7 | 757.7 | 736.13 | 1044.67 | 1044.67 | 1044.67 | 1044.67 | 1066.19 | 1039.28 | 1066.19 | 1066.19 | 1034.54 | 1015.24 | 1266.61
| 2035 | 79.1 | 79.1 | 79.1 | 79.1 | 79.1 | 79.1 | 79.1 | 79.1 | 81.54 | 79.1 | 78.56 | 78.56 | 120.29 | 105.93 | 109.29 | 105.93 | 105.93 | 105.93 | 105.93 | 105.93 | 105.93 | 105.93 | 104.24 | 105.93 | 518.42 | 518.42 | 518.42 | 518.42 | 453.04 | 116.24 | 114.66 | 113.84 | 209.24 | 206.39 | 204.91 | 230.79 | 468.85 | 586.53 | 628.94 | 121.56 | 117.42 | 238.76 | 103.74 | 103.74 | 103.74 | 103.74 | 103.74 | 107.91 | 107.91 | 107.91 | 107.91 | 107.91 | 736.47 | 736.47 | 736.47 | 736.47 | 749.66 | 731.15 | 749.66 | 749.66 | 728.32 | 1025.14 | 1025.14 | 1025.14 | 1025.14 | 1046.26 | 1019.85 | 1046.26 | 1046.26 | 1015.19 | 996.26 | 1237.43
| 2036 | 76.61 | 76.61 | 76.61 | 76.61 | 76.61 | 76.61 | 76.61 | 76.61 | 78.98 | 76.61 | 76.09 | 76.09 | 118.28 | 104.13 | 107.42 | 104.13 | 104.13 | 104.13 | 104.13 | 104.13 | 104.13 | 104.13 | 102.47 | 104.13 | 482.67 | 482.67 | 482.67 | 482.67 | 449.75 | 114.37 | 112.81 | 112 | 205.86 | 203.06 | 201.6 | 230.79 | 462.37 | 577.24 | 618.51 | 120.56 | 116.38 | 236.65 | 101.97 | 101.97 | 101.97 | 101.97 | 101.97 | 106.07 | 106.07 | 106.07 | 106.07 | 106.07 | 732.79 | 732.79 | 732.79 | 732.79 | 745.92 | 727.5 | 745.92 | 745.92 | 724.68 | 1020.01 | 1020.01 | 1020.01 | 1020.01 | 1041.03 | 1014.75 | 1041.03 | 1041.03 | 1010.12 | 991.28 | 1231.24
| 2037 | 74.21 | 74.21 | 74.21 | 74.21 | 74.21 | 74.21 | 74.21 | 74.21 | 76.51 | 74.21 | 73.7 | 73.7 | 116.28 | 102.35 | 105.59 | 102.35 | 102.35 | 102.35 | 102.35 | 102.35 | 102.35 | 102.35 | 100.72 | 102.35 | 458.8 | 458.8 | 458.8 | 458.8 | 446.61 | 112.45 | 111.53 | 110.41 | 202.4 | 200.75 | 198.73 | 232.99 | 457.11 | 569.5 | 609.75 | 119.56 | 115.36 | 234.57 | 100.24 | 100.24 | 100.24 | 100.24 | 100.24 | 104.26 | 104.26 | 104.26 | 104.26 | 104.26 | 735.01 | 735.01 | 735.01 | 735.01 | 742.75 | 725.54 | 742.75 | 742.75 | 724.12 | 1022.85 | 1022.85 | 1022.85 | 1022.85 | 1036.36 | 1011.77 | 1036.36 | 1036.36 | 1009.09 | 989.48 | 1225.72
| 2038 | 71.89 | 71.89 | 71.89 | 71.89 | 71.89 | 71.89 | 71.89 | 71.89 | 74.11 | 71.89 | 71.4 | 71.4 | 114.27 | 100.61 | 103.8 | 100.61 | 100.61 | 100.61 | 100.61 | 100.61 | 100.61 | 100.61 | 99.01 | 100.61 | 441.11 | 441.11 | 441.11 | 441.11 | 443.34 | 110.56 | 110.4 | 108.9 | 199.01 | 198.71 | 196.02 | 234.66 | 451.6 | 561.48 | 600.71 | 118.56 | 114.32 | 232.46 | 98.54 | 98.54 | 98.54 | 98.54 | 98.54 | 102.49 | 102.49 | 102.49 | 102.49 | 102.49 | 737.15 | 737.15 | 737.15 | 737.15 | 738.3 | 722.58 | 738.3 | 738.3 | 722.87 | 1024.87 | 1024.87 | 1024.87 | 1024.87 | 1029.29 | 1006.79 | 1029.29 | 1029.29 | 1006.46 | 985.95 | 1217.36
| 2039 | 69.64 | 69.64 | 69.64 | 69.64 | 69.64 | 69.64 | 69.64 | 69.64 | 71.79 | 69.64 | 69.16 | 69.16 | 112.26 | 98.91 | 102.04 | 98.91 | 98.91 | 98.91 | 98.91 | 98.91 | 98.91 | 98.91 | 97.33 | 98.91 | 427.16 | 427.16 | 427.16 | 427.16 | 436.76 | 108.21 | 110.29 | 107.63 | 194.78 | 198.52 | 193.74 | 234.09 | 443.23 | 549.94 | 587.92 | 117.55 | 113.28 | 230.35 | 96.87 | 96.87 | 96.87 | 96.87 | 96.87 | 100.76 | 100.76 | 100.76 | 100.76 | 100.76 | 741.27 | 741.27 | 741.27 | 741.27 | 723.28 | 711.95 | 723.28 | 723.28 | 717.2 | 1026.55 | 1026.55 | 1026.55 | 1026.55 | 1005.48 | 988.89 | 1005.48 | 1005.48 | 995.17 | 972.21 | 1189.2
| 2040 | 67.46 | 67.46 | 67.46 | 67.46 | 67.46 | 67.46 | 67.46 | 67.46 | 69.55 | 67.46 | 67 | 67 | 110.26 | 97.24 | 100.32 | 97.24 | 97.24 | 97.24 | 97.24 | 97.24 | 97.24 | 97.24 | 95.69 | 97.24 | 415.71 | 415.71 | 415.71 | 415.71 | 433.76 | 106.48 | 108.52 | 105.91 | 191.67 | 195.34 | 190.64 | 234.09 | 437.1 | 541.23 | 578.17 | 116.55 | 112.24 | 228.24 | 95.23 | 95.23 | 95.23 | 95.23 | 95.23 | 99.05 | 99.05 | 99.05 | 99.05 | 99.05 | 737.56 | 737.56 | 737.56 | 737.56 | 719.66 | 708.39 | 719.66 | 719.66 | 713.61 | 1021.42 | 1021.42 | 1021.42 | 1021.42 | 1000.46 | 983.95 | 1000.46 | 1000.46 | 990.19 | 967.34 | 1183.26
| 2041 | 65.36 | 65.36 | 65.36 | 65.36 | 65.36 | 65.36 | 65.36 | 65.36 | 67.38 | 65.36 | 64.91 | 64.91 | 108.25 | 95.6 | 98.63 | 95.6 | 95.6 | 95.6 | 95.6 | 95.6 | 95.6 | 95.6 | 94.08 | 95.6 | 406.04 | 406.04 | 406.04 | 406.04 | 431.07 | 104.78 | 106.79 | 104.22 | 188.61 | 192.22 | 187.6 | 234.09 | 431.07 | 532.66 | 568.58 | 115.55 | 111.21 | 226.13 | 93.63 | 93.63 | 93.63 | 93.63 | 93.63 | 97.38 | 97.38 | 97.38 | 97.38 | 97.38 | 733.88 | 733.88 | 733.88 | 733.88 | 716.07 | 704.85 | 716.07 | 716.07 | 710.04 | 1016.31 | 1016.31 | 1016.31 | 1016.31 | 995.45 | 979.03 | 995.45 | 995.45 | 985.24 | 962.51 | 1177.34
| 2042 | 63.33 | 63.33 | 63.33 | 63.33 | 63.33 | 63.33 | 63.33 | 63.33 | 65.28 | 63.33 | 62.89 | 62.89 | 106.24 | 93.99 | 96.97 | 93.99 | 93.99 | 93.99 | 93.99 | 93.99 | 93.99 | 93.99 | 92.5 | 93.99 | 397.7 | 397.7 | 397.7 | 397.7 | 427.9 | 103.11 | 105.09 | 102.56 | 185.6 | 189.16 | 184.61 | 234.09 | 425.11 | 524.22 | 559.15 | 114.55 | 110.17 | 224.02 | 92.05 | 92.05 | 92.05 | 92.05 | 92.05 | 95.75 | 95.75 | 95.75 | 95.75 | 95.75 | 730.21 | 730.21 | 730.21 | 730.21 | 712.49 | 701.32 | 712.49 | 712.49 | 706.49 | 1011.23 | 1011.23 | 1011.23 | 1011.23 | 990.48 | 974.13 | 990.48 | 990.48 | 980.31 | 957.7 | 1171.45
| 2043 | 61.36 | 61.36 | 61.36 | 61.36 | 61.36 | 61.36 | 61.36 | 61.36 | 63.25 | 61.36 | 60.94 | 60.94 | 104.24 | 92.42 | 95.34 | 92.42 | 92.42 | 92.42 | 92.42 | 92.42 | 92.42 | 92.42 | 90.94 | 92.42 | 390.38 | 390.38 | 390.38 | 390.38 | 425.1 | 101.48 | 103.42 | 100.93 | 182.66 | 186.16 | 181.68 | 234.09 | 419.24 | 515.92 | 549.88 | 113.55 | 109.13 | 221.91 | 90.51 | 90.51 | 90.51 | 90.51 | 90.51 | 94.14 | 94.14 | 94.14 | 94.14 | 94.14 | 726.55 | 726.55 | 726.55 | 726.55 | 708.92 | 697.81 | 708.92 | 708.92 | 702.96 | 1006.17 | 1006.17 | 1006.17 | 1006.17 | 985.52 | 969.26 | 985.52 | 985.52 | 975.41 | 952.91 | 1165.6
| 2044 | 59.45 | 59.45 | 59.45 | 59.45 | 59.45 | 59.45 | 59.45 | 59.45 | 61.29 | 59.45 | 59.05 | 59.05 | 102.23 | 90.87 | 93.75 | 90.87 | 90.87 | 90.87 | 90.87 | 90.87 | 90.87 | 90.87 | 89.42 | 90.87 | 383.88 | 383.88 | 383.88 | 383.88 | 422.07 | 99.87 | 101.78 | 99.33 | 179.76 | 183.2 | 178.8 | 234.09 | 413.45 | 507.75 | 540.76 | 112.55 | 108.1 | 219.8 | 88.99 | 88.99 | 88.99 | 88.99 | 88.99 | 92.57 | 92.57 | 92.57 | 92.57 | 92.57 | 722.92 | 722.92 | 722.92 | 722.92 | 705.38 | 694.33 | 705.38 | 705.38 | 699.45 | 1001.14 | 1001.14 | 1001.14 | 1001.14 | 980.6 | 964.41 | 980.6 | 980.6 | 970.54 | 948.14 | 1159.77
| 2045 | 57.61 | 57.61 | 57.61 | 57.61 | 57.61 | 57.61 | 57.61 | 57.61 | 59.39 | 57.61 | 57.22 | 57.22 | 100.22 | 89.35 | 92.18 | 89.35 | 89.35 | 89.35 | 89.35 | 89.35 | 89.35 | 89.35 | 87.93 | 89.35 | 378.04 | 378.04 | 378.04 | 378.04 | 418.85 | 98.29 | 100.17 | 97.76 | 176.92 | 180.31 | 175.97 | 234.09 | 407.74 | 499.71 | 531.79 | 111.55 | 107.07 | 217.72 | 87.51 | 87.51 | 87.51 | 87.51 | 87.51 | 91.02 | 91.02 | 91.02 | 91.02 | 91.02 | 719.31 | 719.31 | 719.31 | 719.31 | 701.85 | 690.85 | 701.85 | 701.85 | 695.95 | 996.14 | 996.14 | 996.14 | 996.14 | 975.69 | 959.59 | 975.69 | 975.69 | 965.68 | 943.4 | 1153.97
| 2046 | 55.82 | 55.82 | 55.82 | 55.82 | 55.82 | 55.82 | 55.82 | 55.82 | 57.55 | 55.82 | 55.44 | 55.44 | 98.22 | 87.87 | 90.65 | 87.87 | 87.87 | 87.87 | 87.87 | 87.87 | 87.87 | 87.87 | 86.47 | 87.87 | 372.74 | 372.74 | 372.74 | 372.74 | 415.69 | 96.74 | 98.59 | 96.22 | 174.13 | 177.46 | 173.19 | 234.09 | 402.11 | 491.8 | 522.97 | 110.54 | 106.03 | 215.61 | 86.05 | 86.05 | 86.05 | 86.05 | 86.05 | 89.51 | 89.51 | 89.51 | 89.51 | 89.51 | 715.71 | 715.71 | 715.71 | 715.71 | 698.34 | 687.4 | 698.34 | 698.34 | 692.47 | 991.16 | 991.16 | 991.16 | 991.16 | 970.82 | 954.79 | 970.82 | 970.82 | 960.85 | 938.68 | 1148.2
| 2047 | 54.1 | 54.1 | 54.1 | 54.1 | 54.1 | 54.1 | 54.1 | 54.1 | 55.77 | 54.1 | 53.73 | 53.73 | 96.21 | 86.41 | 89.15 | 86.41 | 86.41 | 86.41 | 86.41 | 86.41 | 86.41 | 86.41 | 85.03 | 86.41 | 367.9 | 367.9 | 367.9 | 367.9 | 412.69 | 95.21 | 97.04 | 94.7 | 171.39 | 174.67 | 170.47 | 234.09 | 396.55 | 484.01 | 514.3 | 109.54 | 105 | 213.5 | 84.62 | 84.62 | 84.62 | 84.62 | 84.62 | 88.02 | 88.02 | 88.02 | 88.02 | 88.02 | 712.13 | 712.13 | 712.13 | 712.13 | 694.85 | 683.96 | 694.85 | 694.85 | 689.01 | 986.2 | 986.2 | 986.2 | 986.2 | 965.96 | 950.02 | 965.96 | 965.96 | 956.05 | 933.99 | 1142.46
| 2048 | 52.43 | 52.43 | 52.43 | 52.43 | 52.43 | 52.43 | 52.43 | 52.43 | 54.05 | 52.43 | 52.07 | 52.07 | 94.2 | 84.98 | 87.67 | 84.98 | 84.98 | 84.98 | 84.98 | 84.98 | 84.98 | 84.98 | 83.62 | 84.98 | 363.46 | 363.46 | 363.46 | 363.46 | 409.5 | 93.72 | 95.52 | 93.22 | 168.69 | 171.93 | 167.79 | 234.09 | 391.08 | 476.35 | 505.77 | 108.54 | 103.96 | 211.39 | 83.22 | 83.22 | 83.22 | 83.22 | 83.22 | 86.56 | 86.56 | 86.56 | 86.56 | 86.56 | 708.57 | 708.57 | 708.57 | 708.57 | 691.38 | 680.54 | 691.38 | 691.38 | 685.56 | 981.27 | 981.27 | 981.27 | 981.27 | 961.13 | 945.27 | 961.13 | 961.13 | 951.27 | 929.32 | 1136.75
| 2049 | 50.81 | 50.81 | 50.81 | 50.81 | 50.81 | 50.81 | 50.81 | 50.81 | 52.38 | 50.81 | 50.47 | 50.47 | 92.19 | 83.57 | 86.22 | 83.57 | 83.57 | 83.57 | 83.57 | 83.57 | 83.57 | 83.57 | 82.24 | 83.57 | 359.35 | 359.35 | 359.35 | 359.35 | 406.14 | 92.25 | 94.02 | 91.76 | 166.05 | 169.23 | 165.16 | 234.09 | 385.68 | 468.8 | 497.38 | 107.54 | 102.92 | 209.28 | 81.85 | 81.85 | 81.85 | 81.85 | 81.85 | 85.13 | 85.13 | 85.13 | 85.13 | 85.13 | 705.03 | 705.03 | 705.03 | 705.03 | 687.92 | 677.14 | 687.92 | 687.92 | 682.13 | 976.36 | 976.36 | 976.36 | 976.36 | 956.33 | 940.54 | 956.33 | 956.33 | 946.51 | 924.67 | 1131.06
| 2050 | 49.25 | 49.25 | 49.25 | 49.25 | 49.25 | 49.25 | 49.25 | 49.25 | 50.77 | 49.25 | 48.91 | 48.91 | 90.19 | 82.2 | 84.8 | 82.2 | 82.2 | 82.2 | 82.2 | 82.2 | 82.2 | 82.2 | 80.89 | 82.2 | 355.53 | 355.53 | 355.53 | 355.53 | 401.08 | 90.81 | 92.55 | 90.32 | 163.46 | 166.59 | 162.58 | 234.09 | 380.35 | 461.38 | 489.13 | 106.54 | 101.88 | 207.17 | 80.5 | 80.5 | 80.5 | 80.5 | 80.5 | 83.73 | 83.73 | 83.73 | 83.73 | 83.73 | 701.5 | 701.5 | 701.5 | 701.5 | 684.48 | 673.75 | 684.48 | 684.48 | 678.72 | 971.48 | 971.48 | 971.48 | 971.48 | 951.54 | 935.84 | 951.54 | 951.54 | 941.78 | 920.05 | 1125.41
| 2051 | 47.58 | 47.58 | 47.58 | 47.58 | 47.58 | 47.58 | 47.58 | 47.58 | 49.05 | 47.58 | 47.25 | 47.25 | 88.18 | 80.76 | 83.32 | 80.76 | 80.76 | 80.76 | 80.76 | 80.76 | 80.76 | 80.76 | 79.48 | 80.76 | 351.03 | 351.03 | 351.03 | 351.03 | 397.53 | 89.31 | 91.02 | 88.83 | 160.76 | 163.84 | 159.9 | 234.09 | 374.87 | 453.71 | 480.6 | 105.54 | 100.85 | 205.06 | 79.1 | 79.1 | 79.1 | 79.1 | 79.1 | 82.27 | 82.27 | 82.27 | 82.27 | 82.27 | 697.94 | 697.94 | 697.94 | 697.94 | 681.01 | 670.33 | 681.01 | 681.01 | 675.28 | 966.55 | 966.55 | 966.55 | 966.55 | 946.71 | 931.09 | 946.71 | 946.71 | 937 | 915.38 | 1119.7
| 2052 | 45.9 | 45.9 | 45.9 | 45.9 | 45.9 | 45.9 | 45.9 | 45.9 | 47.32 | 45.9 | 45.59 | 45.59 | 86.17 | 79.33 | 81.84 | 79.33 | 79.33 | 79.33 | 79.33 | 79.33 | 79.33 | 79.33 | 78.07 | 79.33 | 346.52 | 346.52 | 346.52 | 346.52 | 393.97 | 87.82 | 89.5 | 87.35 | 158.07 | 161.1 | 157.22 | 234.09 | 369.39 | 446.05 | 472.07 | 104.54 | 99.81 | 202.95 | 77.69 | 77.69 | 77.69 | 77.69 | 77.69 | 80.81 | 80.81 | 80.81 | 80.81 | 80.81 | 694.38 | 694.38 | 694.38 | 694.38 | 677.53 | 666.91 | 677.53 | 677.53 | 671.83 | 961.62 | 961.62 | 961.62 | 961.62 | 941.88 | 926.34 | 941.88 | 941.88 | 932.22 | 910.71 | 1113.98
| 2053 | 44.23 | 44.23 | 44.23 | 44.23 | 44.23 | 44.23 | 44.23 | 44.23 | 45.6 | 44.23 | 43.93 | 43.93 | 84.17 | 77.9 | 80.37 | 77.9 | 77.9 | 77.9 | 77.9 | 77.9 | 77.9 | 77.9 | 76.66 | 77.9 | 342.02 | 342.02 | 342.02 | 342.02 | 390.42 | 86.32 | 87.98 | 85.86 | 155.38 | 158.36 | 154.55 | 234.09 | 363.91 | 438.38 | 463.53 | 103.54 | 98.77 | 200.84 | 76.29 | 76.29 | 76.29 | 76.29 | 76.29 | 79.35 | 79.35 | 79.35 | 79.35 | 79.35 | 690.82 | 690.82 | 690.82 | 690.82 | 674.06 | 663.49 | 674.06 | 674.06 | 668.39 | 956.69 | 956.69 | 956.69 | 956.69 | 937.05 | 921.59 | 937.05 | 937.05 | 927.44 | 906.04 | 1108.27
| 2054 | 42.56 | 42.56 | 42.56 | 42.56 | 42.56 | 42.56 | 42.56 | 42.56 | 43.88 | 42.56 | 42.27 | 42.27 | 82.16 | 76.47 | 78.89 | 76.47 | 76.47 | 76.47 | 76.47 | 76.47 | 76.47 | 76.47 | 75.25 | 76.47 | 337.52 | 337.52 | 337.52 | 337.52 | 386.87 | 84.83 | 86.45 | 84.37 | 152.69 | 155.61 | 151.87 | 234.09 | 358.44 | 430.71 | 455 | 102.54 | 97.73 | 198.73 | 74.89 | 74.89 | 74.89 | 74.89 | 74.89 | 77.9 | 77.9 | 77.9 | 77.9 | 77.9 | 687.26 | 687.26 | 687.26 | 687.26 | 670.58 | 660.07 | 670.58 | 670.58 | 664.94 | 951.76 | 951.76 | 951.76 | 951.76 | 932.22 | 916.84 | 932.22 | 932.22 | 922.66 | 901.37 | 1102.56
| 2055 | 40.89 | 40.89 | 40.89 | 40.89 | 40.89 | 40.89 | 40.89 | 40.89 | 42.15 | 40.89 | 40.61 | 40.61 | 80.15 | 75.04 | 77.41 | 75.04 | 75.04 | 75.04 | 75.04 | 75.04 | 75.04 | 75.04 | 73.84 | 75.04 | 333.02 | 333.02 | 333.02 | 333.02 | 383.32 | 83.33 | 84.93 | 82.88 | 149.99 | 152.87 | 149.19 | 234.09 | 352.96 | 423.05 | 446.47 | 101.54 | 96.7 | 196.62 | 73.49 | 73.49 | 73.49 | 73.49 | 73.49 | 76.44 | 76.44 | 76.44 | 76.44 | 76.44 | 683.7 | 683.7 | 683.7 | 683.7 | 667.11 | 656.65 | 667.11 | 667.11 | 661.5 | 946.83 | 946.83 | 946.83 | 946.83 | 927.39 | 912.09 | 927.39 | 927.39 | 917.88 | 896.7 | 1096.85
| 2056 | 39.22 | 39.22 | 39.22 | 39.22 | 39.22 | 39.22 | 39.22 | 39.22 | 40.43 | 39.22 | 38.95 | 38.95 | 78.15 | 73.6 | 75.94 | 73.6 | 73.6 | 73.6 | 73.6 | 73.6 | 73.6 | 73.6 | 72.43 | 73.6 | 328.52 | 328.52 | 328.52 | 328.52 | 379.76 | 81.83 | 83.4 | 81.4 | 147.3 | 150.13 | 146.51 | 234.09 | 347.48 | 415.38 | 437.94 | 100.54 | 95.66 | 194.51 | 72.08 | 72.08 | 72.08 | 72.08 | 72.08 | 74.98 | 74.98 | 74.98 | 74.98 | 74.98 | 680.14 | 680.14 | 680.14 | 680.14 | 663.63 | 653.23 | 663.63 | 663.63 | 658.05 | 941.89 | 941.89 | 941.89 | 941.89 | 922.56 | 907.34 | 922.56 | 922.56 | 913.1 | 892.03 | 1091.13
| 2057 | 37.54 | 37.54 | 37.54 | 37.54 | 37.54 | 37.54 | 37.54 | 37.54 | 38.71 | 37.54 | 37.29 | 37.29 | 76.14 | 72.17 | 74.46 | 72.17 | 72.17 | 72.17 | 72.17 | 72.17 | 72.17 | 72.17 | 71.02 | 72.17 | 324.01 | 324.01 | 324.01 | 324.01 | 376.21 | 80.34 | 81.88 | 79.91 | 144.61 | 147.38 | 143.83 | 234.09 | 342 | 407.71 | 429.41 | 99.54 | 94.62 | 192.4 | 70.68 | 70.68 | 70.68 | 70.68 | 70.68 | 73.52 | 73.52 | 73.52 | 73.52 | 73.52 | 676.58 | 676.58 | 676.58 | 676.58 | 660.16 | 649.81 | 660.16 | 660.16 | 654.61 | 936.96 | 936.96 | 936.96 | 936.96 | 917.73 | 902.59 | 917.73 | 917.73 | 908.32 | 887.36 | 1085.42
| 2058 | 35.87 | 35.87 | 35.87 | 35.87 | 35.87 | 35.87 | 35.87 | 35.87 | 36.98 | 35.87 | 35.63 | 35.63 | 74.13 | 70.74 | 72.98 | 70.74 | 70.74 | 70.74 | 70.74 | 70.74 | 70.74 | 70.74 | 69.61 | 70.74 | 319.51 | 319.51 | 319.51 | 319.51 | 372.66 | 78.84 | 80.35 | 78.42 | 141.92 | 144.64 | 141.16 | 234.09 | 336.52 | 400.05 | 420.88 | 98.54 | 93.58 | 190.29 | 69.28 | 69.28 | 69.28 | 69.28 | 69.28 | 72.06 | 72.06 | 72.06 | 72.06 | 72.06 | 673.02 | 673.02 | 673.02 | 673.02 | 656.69 | 646.4 | 656.69 | 656.69 | 651.16 | 932.03 | 932.03 | 932.03 | 932.03 | 912.9 | 897.84 | 912.9 | 912.9 | 903.54 | 882.69 | 1079.71
| 2059 | 34.2 | 34.2 | 34.2 | 34.2 | 34.2 | 34.2 | 34.2 | 34.2 | 35.26 | 34.2 | 33.97 | 33.97 | 72.13 | 69.31 | 71.51 | 69.31 | 69.31 | 69.31 | 69.31 | 69.31 | 69.31 | 69.31 | 68.21 | 69.31 | 315.01 | 315.01 | 315.01 | 315.01 | 369.1 | 77.35 | 78.83 | 76.93 | 139.23 | 141.89 | 138.48 | 234.09 | 331.04 | 392.38 | 412.34 | 97.54 | 92.55 | 188.19 | 67.88 | 67.88 | 67.88 | 67.88 | 67.88 | 70.6 | 70.6 | 70.6 | 70.6 | 70.6 | 669.46 | 669.46 | 669.46 | 669.46 | 653.21 | 642.98 | 653.21 | 653.21 | 647.72 | 927.1 | 927.1 | 927.1 | 927.1 | 908.08 | 893.09 | 908.08 | 908.08 | 898.76 | 878.02 | 1074
| 2060 | 32.53 | 32.53 | 32.53 | 32.53 | 32.53 | 32.53 | 32.53 | 32.53 | 33.53 | 32.53 | 32.31 | 32.31 | 70.12 | 67.88 | 70.03 | 67.88 | 67.88 | 67.88 | 67.88 | 67.88 | 67.88 | 67.88 | 66.8 | 67.88 | 310.51 | 310.51 | 310.51 | 310.51 | 365.55 | 75.85 | 77.31 | 75.44 | 136.53 | 139.15 | 135.8 | 234.09 | 325.57 | 384.71 | 403.81 | 96.54 | 91.51 | 186.08 | 66.48 | 66.48 | 66.48 | 66.48 | 66.48 | 69.14 | 69.14 | 69.14 | 69.14 | 69.14 | 665.9 | 665.9 | 665.9 | 665.9 | 649.74 | 639.56 | 649.74 | 649.74 | 644.27 | 922.17 | 922.17 | 922.17 | 922.17 | 903.25 | 888.34 | 903.25 | 903.25 | 893.98 | 873.35 | 1068.28
5 | Levelized Interconnection Cost, $/kW-yr
| 2023 | 13.01 | 13.01 | 13.01 | 13.01 | 13.01 | 13.01 | 13.01 | 13.01 | 6.76 | 13.01 | 6.62 | 6.62 | 13.01 | 13.12 | 6.7 | 13.12 | 13.12 | 13.12 | 13.12 | 13.12 | 13.12 | 13.12 | 6.61 | 13.12 | 430.19 | 430.19 | 430.19 | 430.19 | 16.51 | 16.24 | 8.34 | 8.22 | 16.24 | 8.34 | 8.22 | 14.94 | 22.39 | 22.39 | 22.39 | 17.64 | 17.64 | 17.64 | 5.16 | 5.16 | 5.16 | 5.16 | 5.16 | 6.7 | 6.7 | 6.7 | 6.7 | 6.7 | 11.48 | 11.48 | 11.48 | 11.48 | 22.08 | 11.13 | 22.08 | 22.08 | 11.25 | 13.07 | 13.07 | 13.07 | 13.07 | 25.1 | 12.66 | 25.1 | 25.1 | 12.79 | 12.74 | 25.1
| 2024 | 14.85 | 14.85 | 14.85 | 14.85 | 14.85 | 14.85 | 14.85 | 14.85 | 7.66 | 14.85 | 7.54 | 7.54 | 14.87 | 15.05 | 7.64 | 15.05 | 15.05 | 15.05 | 15.05 | 15.05 | 15.05 | 15.05 | 7.57 | 15.05 | 481.66 | 481.66 | 481.66 | 481.66 | 18.51 | 18.07 | 9.23 | 9.13 | 18.07 | 9.23 | 9.13 | 17.15 | 24.7 | 24.7 | 24.7 | 19.8 | 19.8 | 19.8 | 5.9 | 5.9 | 5.9 | 5.9 | 5.9 | 7.64 | 7.64 | 7.64 | 7.64 | 7.64 | 12.87 | 12.87 | 12.87 | 12.87 | 24.93 | 12.55 | 24.93 | 24.93 | 12.65 | 14.46 | 14.46 | 14.46 | 14.46 | 27.99 | 14.09 | 27.99 | 27.99 | 14.21 | 14.16 | 27.99
| 2025 | 15.36 | 15.36 | 15.36 | 15.36 | 15.36 | 15.36 | 15.36 | 15.36 | 7.87 | 15.36 | 7.77 | 7.77 | 15.38 | 15.52 | 7.82 | 15.52 | 15.52 | 15.52 | 15.52 | 15.52 | 15.52 | 15.52 | 7.78 | 15.52 | 499.58 | 499.58 | 499.58 | 499.58 | 19.59 | 18.61 | 9.46 | 9.38 | 18.61 | 9.46 | 9.38 | 17.8 | 25.53 | 25.53 | 25.53 | 20.16 | 20.16 | 20.16 | 6.07 | 6.07 | 6.07 | 6.07 | 6.07 | 7.82 | 7.82 | 7.82 | 7.82 | 7.82 | 13.23 | 13.23 | 13.23 | 13.23 | 25.78 | 12.96 | 25.78 | 25.78 | 13.05 | 14.83 | 14.83 | 14.83 | 14.83 | 28.91 | 14.53 | 28.91 | 28.91 | 14.63 | 14.59 | 28.91
| 2026 | 15.86 | 15.86 | 15.86 | 15.86 | 15.86 | 15.86 | 15.86 | 15.86 | 8.08 | 15.86 | 8 | 8 | 15.91 | 16.01 | 8.03 | 16.01 | 16.01 | 16.01 | 16.01 | 16.01 | 16.01 | 16.01 | 8.01 | 16.01 | 517.86 | 517.86 | 517.86 | 517.86 | 20.3 | 19.15 | 9.69 | 9.63 | 19.15 | 9.69 | 9.63 | 18.47 | 26.38 | 26.38 | 26.38 | 20.53 | 20.53 | 20.53 | 6.25 | 6.25 | 6.25 | 6.25 | 6.25 | 8.03 | 8.03 | 8.03 | 8.03 | 8.03 | 13.59 | 13.59 | 13.59 | 13.59 | 26.66 | 13.39 | 26.66 | 26.66 | 13.45 | 15.2 | 15.2 | 15.2 | 15.2 | 29.85 | 14.98 | 29.85 | 29.85 | 15.05 | 15.02 | 29.85
| 2027 | 16.18 | 16.18 | 16.18 | 16.18 | 16.18 | 16.18 | 16.18 | 16.18 | 8.2 | 16.18 | 8.14 | 8.14 | 16.24 | 16.37 | 8.18 | 16.37 | 16.37 | 16.37 | 16.37 | 16.37 | 16.37 | 16.37 | 8.18 | 16.37 | 531.38 | 531.38 | 531.38 | 531.38 | 20.79 | 19.51 | 9.82 | 9.79 | 19.51 | 9.82 | 9.79 | 18.94 | 27.02 | 27.02 | 27.02 | 20.66 | 20.66 | 20.66 | 6.38 | 6.38 | 6.38 | 6.38 | 6.38 | 8.18 | 8.18 | 8.18 | 8.18 | 8.18 | 13.81 | 13.81 | 13.81 | 13.81 | 27.26 | 13.67 | 27.26 | 27.26 | 13.71 | 15.42 | 15.42 | 15.42 | 15.42 | 30.5 | 15.29 | 30.5 | 30.5 | 15.33 | 15.31 | 30.5
| 2028 | 16.28 | 16.28 | 16.28 | 16.28 | 16.28 | 16.28 | 16.28 | 16.28 | 8.23 | 16.28 | 8.19 | 8.19 | 16.33 | 16.57 | 8.27 | 16.57 | 16.57 | 16.57 | 16.57 | 16.57 | 16.57 | 16.57 | 8.28 | 16.57 | 533.74 | 533.74 | 533.74 | 533.74 | 20.86 | 19.59 | 9.86 | 9.83 | 19.59 | 9.86 | 9.83 | 19.08 | 27.13 | 27.13 | 27.13 | 20.8 | 20.8 | 20.8 | 6.45 | 6.45 | 6.45 | 6.45 | 6.45 | 8.27 | 8.27 | 8.27 | 8.27 | 8.27 | 13.86 | 13.86 | 13.86 | 13.86 | 27.36 | 13.72 | 27.36 | 27.36 | 13.77 | 15.42 | 15.42 | 15.42 | 15.42 | 30.51 | 15.29 | 30.51 | 30.51 | 15.33 | 15.32 | 30.51
| 2029 | 16.4 | 16.4 | 16.4 | 16.4 | 16.4 | 16.4 | 16.4 | 16.4 | 8.28 | 16.4 | 8.24 | 8.24 | 16.42 | 16.77 | 8.36 | 16.77 | 16.77 | 16.77 | 16.77 | 16.77 | 16.77 | 16.77 | 8.38 | 16.77 | 536.1 | 536.1 | 536.1 | 536.1 | 20.94 | 19.67 | 9.91 | 9.87 | 19.67 | 9.91 | 9.87 | 19.21 | 27.24 | 27.24 | 27.24 | 20.94 | 20.94 | 20.94 | 6.53 | 6.53 | 6.53 | 6.53 | 6.53 | 8.36 | 8.36 | 8.36 | 8.36 | 8.36 | 13.91 | 13.91 | 13.91 | 13.91 | 27.47 | 13.77 | 27.47 | 27.47 | 13.82 | 15.42 | 15.42 | 15.42 | 15.42 | 30.52 | 15.3 | 30.52 | 30.52 | 15.34 | 15.32 | 30.52
| 2030 | 16.17 | 16.17 | 16.17 | 16.17 | 16.17 | 16.17 | 16.17 | 16.17 | 8.6 | 16.17 | 8.33 | 8.33 | 16.16 | 16.66 | 8.77 | 16.66 | 16.66 | 16.66 | 16.66 | 16.66 | 16.66 | 16.66 | 8.49 | 16.66 | 525.66 | 525.66 | 525.66 | 525.66 | 20.94 | 19.67 | 9.91 | 9.87 | 19.67 | 9.91 | 9.87 | 19.21 | 27.24 | 27.24 | 27.24 | 20.94 | 20.94 | 20.94 | 6.64 | 6.64 | 6.64 | 6.64 | 6.64 | 8.77 | 8.77 | 8.77 | 8.77 | 8.77 | 13.89 | 13.89 | 13.89 | 13.89 | 27.43 | 13.75 | 27.43 | 27.43 | 13.8 | 15.36 | 15.36 | 15.36 | 15.36 | 30.4 | 15.23 | 30.4 | 30.4 | 15.27 | 15.26 | 30.4
| 2031 | 16.17 | 16.17 | 16.17 | 16.17 | 16.17 | 16.17 | 16.17 | 16.17 | 8.6 | 16.17 | 8.33 | 8.33 | 16.16 | 16.66 | 8.77 | 16.66 | 16.66 | 16.66 | 16.66 | 16.66 | 16.66 | 16.66 | 8.49 | 16.66 | 451.61 | 451.61 | 451.61 | 451.61 | 20.94 | 19.67 | 9.91 | 9.87 | 19.67 | 9.91 | 9.87 | 19.21 | 27.24 | 27.24 | 27.24 | 20.94 | 20.94 | 20.94 | 6.64 | 6.64 | 6.64 | 6.64 | 6.64 | 8.77 | 8.77 | 8.77 | 8.77 | 8.77 | 13.88 | 13.88 | 13.88 | 13.88 | 27.39 | 13.74 | 27.39 | 27.39 | 13.78 | 15.29 | 15.29 | 15.29 | 15.29 | 30.27 | 15.17 | 30.27 | 30.27 | 15.21 | 15.19 | 30.27
| 2032 | 16.17 | 16.17 | 16.17 | 16.17 | 16.17 | 16.17 | 16.17 | 16.17 | 8.6 | 16.17 | 8.33 | 8.33 | 16.16 | 16.66 | 8.77 | 16.66 | 16.66 | 16.66 | 16.66 | 16.66 | 16.66 | 16.66 | 8.49 | 16.66 | 397.23 | 397.23 | 397.23 | 397.23 | 20.94 | 19.67 | 9.91 | 9.87 | 19.67 | 9.91 | 9.87 | 19.21 | 27.24 | 27.24 | 27.24 | 20.94 | 20.94 | 20.94 | 6.64 | 6.64 | 6.64 | 6.64 | 6.64 | 8.77 | 8.77 | 8.77 | 8.77 | 8.77 | 13.86 | 13.86 | 13.86 | 13.86 | 27.36 | 13.72 | 27.36 | 27.36 | 13.76 | 15.23 | 15.23 | 15.23 | 15.23 | 30.15 | 15.11 | 30.15 | 30.15 | 15.15 | 15.13 | 30.15
| 2033 | 16.17 | 16.17 | 16.17 | 16.17 | 16.17 | 16.17 | 16.17 | 16.17 | 8.6 | 16.17 | 8.33 | 8.33 | 16.16 | 16.66 | 8.77 | 16.66 | 16.66 | 16.66 | 16.66 | 16.66 | 16.66 | 16.66 | 8.49 | 16.66 | 378.88 | 378.88 | 378.88 | 378.88 | 20.94 | 19.67 | 9.91 | 9.87 | 19.67 | 9.91 | 9.87 | 19.21 | 27.24 | 27.24 | 27.24 | 20.94 | 20.94 | 20.94 | 6.64 | 6.64 | 6.64 | 6.64 | 6.64 | 8.77 | 8.77 | 8.77 | 8.77 | 8.77 | 13.84 | 13.84 | 13.84 | 13.84 | 27.32 | 13.7 | 27.32 | 27.32 | 13.75 | 15.17 | 15.17 | 15.17 | 15.17 | 30.02 | 15.04 | 30.02 | 30.02 | 15.08 | 15.07 | 30.02
| 2034 | 16.17 | 16.17 | 16.17 | 16.17 | 16.17 | 16.17 | 16.17 | 16.17 | 8.6 | 16.17 | 8.33 | 8.33 | 16.16 | 16.66 | 8.77 | 16.66 | 16.66 | 16.66 | 16.66 | 16.66 | 16.66 | 16.66 | 8.49 | 16.66 | 365.03 | 365.03 | 365.03 | 365.03 | 20.94 | 19.67 | 9.91 | 9.87 | 19.67 | 9.91 | 9.87 | 19.21 | 27.24 | 27.24 | 27.24 | 20.94 | 20.94 | 20.94 | 6.64 | 6.64 | 6.64 | 6.64 | 6.64 | 8.77 | 8.77 | 8.77 | 8.77 | 8.77 | 13.82 | 13.82 | 13.82 | 13.82 | 27.29 | 13.68 | 27.29 | 27.29 | 13.73 | 15.1 | 15.1 | 15.1 | 15.1 | 29.89 | 14.98 | 29.89 | 29.89 | 15.02 | 15 | 29.89
| 2035 | 16.17 | 16.17 | 16.17 | 16.17 | 16.17 | 16.17 | 16.17 | 16.17 | 8.6 | 16.17 | 8.33 | 8.33 | 16.16 | 16.66 | 8.77 | 16.66 | 16.66 | 16.66 | 16.66 | 16.66 | 16.66 | 16.66 | 8.49 | 16.66 | 353.98 | 353.98 | 353.98 | 353.98 | 20.94 | 19.67 | 9.91 | 9.87 | 19.67 | 9.91 | 9.87 | 19.21 | 27.24 | 27.24 | 27.24 | 20.94 | 20.94 | 20.94 | 6.64 | 6.64 | 6.64 | 6.64 | 6.64 | 8.77 | 8.77 | 8.77 | 8.77 | 8.77 | 13.8 | 13.8 | 13.8 | 13.8 | 27.25 | 13.66 | 27.25 | 27.25 | 13.71 | 15.04 | 15.04 | 15.04 | 15.04 | 29.77 | 14.92 | 29.77 | 29.77 | 14.96 | 14.94 | 29.77
| 2036 | 16.17 | 16.17 | 16.17 | 16.17 | 16.17 | 16.17 | 16.17 | 16.17 | 8.6 | 16.17 | 8.33 | 8.33 | 16.16 | 16.66 | 8.77 | 16.66 | 16.66 | 16.66 | 16.66 | 16.66 | 16.66 | 16.66 | 8.49 | 16.66 | 329.57 | 329.57 | 329.57 | 329.57 | 20.94 | 19.67 | 9.91 | 9.87 | 19.67 | 9.91 | 9.87 | 19.21 | 27.24 | 27.24 | 27.24 | 20.94 | 20.94 | 20.94 | 6.64 | 6.64 | 6.64 | 6.64 | 6.64 | 8.77 | 8.77 | 8.77 | 8.77 | 8.77 | 13.8 | 13.8 | 13.8 | 13.8 | 27.25 | 13.66 | 27.25 | 27.25 | 13.71 | 15.04 | 15.04 | 15.04 | 15.04 | 29.77 | 14.92 | 29.77 | 29.77 | 14.96 | 14.94 | 29.77
| 2037 | 16.17 | 16.17 | 16.17 | 16.17 | 16.17 | 16.17 | 16.17 | 16.17 | 8.6 | 16.17 | 8.33 | 8.33 | 16.16 | 16.66 | 8.77 | 16.66 | 16.66 | 16.66 | 16.66 | 16.66 | 16.66 | 16.66 | 8.49 | 16.66 | 313.28 | 313.28 | 313.28 | 313.28 | 20.95 | 19.66 | 9.95 | 9.89 | 19.66 | 9.95 | 9.89 | 19.4 | 27.3 | 27.3 | 27.3 | 20.94 | 20.94 | 20.94 | 6.64 | 6.64 | 6.64 | 6.64 | 6.64 | 8.77 | 8.77 | 8.77 | 8.77 | 8.77 | 13.92 | 13.92 | 13.92 | 13.92 | 27.28 | 13.7 | 27.28 | 27.28 | 13.77 | 15.16 | 15.16 | 15.16 | 15.16 | 29.78 | 14.95 | 29.78 | 29.78 | 15.02 | 14.99 | 29.78
| 2038 | 16.17 | 16.17 | 16.17 | 16.17 | 16.17 | 16.17 | 16.17 | 16.17 | 8.6 | 16.17 | 8.33 | 8.33 | 16.16 | 16.66 | 8.77 | 16.66 | 16.66 | 16.66 | 16.66 | 16.66 | 16.66 | 16.66 | 8.49 | 16.66 | 301.19 | 301.19 | 301.19 | 301.19 | 20.93 | 19.65 | 10.01 | 9.91 | 19.65 | 10.01 | 9.91 | 19.54 | 27.35 | 27.35 | 27.35 | 20.94 | 20.94 | 20.94 | 6.64 | 6.64 | 6.64 | 6.64 | 6.64 | 8.77 | 8.77 | 8.77 | 8.77 | 8.77 | 14.03 | 14.03 | 14.03 | 14.03 | 27.25 | 13.71 | 27.25 | 27.25 | 13.82 | 15.26 | 15.26 | 15.26 | 15.26 | 29.73 | 14.95 | 29.73 | 29.73 | 15.05 | 15.01 | 29.73
| 2039 | 16.17 | 16.17 | 16.17 | 16.17 | 16.17 | 16.17 | 16.17 | 16.17 | 8.6 | 16.17 | 8.33 | 8.33 | 16.16 | 16.66 | 8.77 | 16.66 | 16.66 | 16.66 | 16.66 | 16.66 | 16.66 | 16.66 | 8.49 | 16.66 | 291.67 | 291.67 | 291.67 | 291.67 | 20.79 | 19.54 | 10.17 | 9.96 | 19.54 | 10.17 | 9.96 | 19.49 | 27.22 | 27.22 | 27.22 | 20.94 | 20.94 | 20.94 | 6.64 | 6.64 | 6.64 | 6.64 | 6.64 | 8.77 | 8.77 | 8.77 | 8.77 | 8.77 | 14.18 | 14.18 | 14.18 | 14.18 | 26.83 | 13.58 | 26.83 | 26.83 | 13.78 | 15.36 | 15.36 | 15.36 | 15.36 | 29.19 | 14.76 | 29.19 | 29.19 | 14.96 | 14.88 | 29.19
| 2040 | 16.17 | 16.17 | 16.17 | 16.17 | 16.17 | 16.17 | 16.17 | 16.17 | 8.6 | 16.17 | 8.33 | 8.33 | 16.16 | 16.66 | 8.77 | 16.66 | 16.66 | 16.66 | 16.66 | 16.66 | 16.66 | 16.66 | 8.49 | 16.66 | 283.85 | 283.85 | 283.85 | 283.85 | 20.79 | 19.54 | 10.17 | 9.96 | 19.54 | 10.17 | 9.96 | 19.49 | 27.22 | 27.22 | 27.22 | 20.94 | 20.94 | 20.94 | 6.64 | 6.64 | 6.64 | 6.64 | 6.64 | 8.77 | 8.77 | 8.77 | 8.77 | 8.77 | 14.18 | 14.18 | 14.18 | 14.18 | 26.83 | 13.58 | 26.83 | 26.83 | 13.78 | 15.36 | 15.36 | 15.36 | 15.36 | 29.19 | 14.76 | 29.19 | 29.19 | 14.96 | 14.88 | 29.19
| 2041 | 16.17 | 16.17 | 16.17 | 16.17 | 16.17 | 16.17 | 16.17 | 16.17 | 8.6 | 16.17 | 8.33 | 8.33 | 16.16 | 16.66 | 8.77 | 16.66 | 16.66 | 16.66 | 16.66 | 16.66 | 16.66 | 16.66 | 8.49 | 16.66 | 277.25 | 277.25 | 277.25 | 277.25 | 20.79 | 19.54 | 10.17 | 9.96 | 19.54 | 10.17 | 9.96 | 19.49 | 27.22 | 27.22 | 27.22 | 20.94 | 20.94 | 20.94 | 6.64 | 6.64 | 6.64 | 6.64 | 6.64 | 8.77 | 8.77 | 8.77 | 8.77 | 8.77 | 14.18 | 14.18 | 14.18 | 14.18 | 26.83 | 13.58 | 26.83 | 26.83 | 13.78 | 15.36 | 15.36 | 15.36 | 15.36 | 29.19 | 14.76 | 29.19 | 29.19 | 14.96 | 14.88 | 29.19
| 2042 | 16.17 | 16.17 | 16.17 | 16.17 | 16.17 | 16.17 | 16.17 | 16.17 | 8.6 | 16.17 | 8.33 | 8.33 | 16.16 | 16.66 | 8.77 | 16.66 | 16.66 | 16.66 | 16.66 | 16.66 | 16.66 | 16.66 | 8.49 | 16.66 | 271.55 | 271.55 | 271.55 | 271.55 | 20.79 | 19.54 | 10.17 | 9.96 | 19.54 | 10.17 | 9.96 | 19.49 | 27.22 | 27.22 | 27.22 | 20.94 | 20.94 | 20.94 | 6.64 | 6.64 | 6.64 | 6.64 | 6.64 | 8.77 | 8.77 | 8.77 | 8.77 | 8.77 | 14.18 | 14.18 | 14.18 | 14.18 | 26.83 | 13.58 | 26.83 | 26.83 | 13.78 | 15.36 | 15.36 | 15.36 | 15.36 | 29.19 | 14.76 | 29.19 | 29.19 | 14.96 | 14.88 | 29.19
| 2043 | 16.17 | 16.17 | 16.17 | 16.17 | 16.17 | 16.17 | 16.17 | 16.17 | 8.6 | 16.17 | 8.33 | 8.33 | 16.16 | 16.66 | 8.77 | 16.66 | 16.66 | 16.66 | 16.66 | 16.66 | 16.66 | 16.66 | 8.49 | 16.66 | 266.56 | 266.56 | 266.56 | 266.56 | 20.79 | 19.54 | 10.17 | 9.96 | 19.54 | 10.17 | 9.96 | 19.49 | 27.22 | 27.22 | 27.22 | 20.94 | 20.94 | 20.94 | 6.64 | 6.64 | 6.64 | 6.64 | 6.64 | 8.77 | 8.77 | 8.77 | 8.77 | 8.77 | 14.18 | 14.18 | 14.18 | 14.18 | 26.83 | 13.58 | 26.83 | 26.83 | 13.78 | 15.36 | 15.36 | 15.36 | 15.36 | 29.19 | 14.76 | 29.19 | 29.19 | 14.96 | 14.88 | 29.19
| 2044 | 16.17 | 16.17 | 16.17 | 16.17 | 16.17 | 16.17 | 16.17 | 16.17 | 8.6 | 16.17 | 8.33 | 8.33 | 16.16 | 16.66 | 8.77 | 16.66 | 16.66 | 16.66 | 16.66 | 16.66 | 16.66 | 16.66 | 8.49 | 16.66 | 262.12 | 262.12 | 262.12 | 262.12 | 20.79 | 19.54 | 10.17 | 9.96 | 19.54 | 10.17 | 9.96 | 19.49 | 27.22 | 27.22 | 27.22 | 20.94 | 20.94 | 20.94 | 6.64 | 6.64 | 6.64 | 6.64 | 6.64 | 8.77 | 8.77 | 8.77 | 8.77 | 8.77 | 14.18 | 14.18 | 14.18 | 14.18 | 26.83 | 13.58 | 26.83 | 26.83 | 13.78 | 15.36 | 15.36 | 15.36 | 15.36 | 29.19 | 14.76 | 29.19 | 29.19 | 14.96 | 14.88 | 29.19
| 2045 | 16.17 | 16.17 | 16.17 | 16.17 | 16.17 | 16.17 | 16.17 | 16.17 | 8.6 | 16.17 | 8.33 | 8.33 | 16.16 | 16.66 | 8.77 | 16.66 | 16.66 | 16.66 | 16.66 | 16.66 | 16.66 | 16.66 | 8.49 | 16.66 | 258.13 | 258.13 | 258.13 | 258.13 | 20.79 | 19.54 | 10.17 | 9.96 | 19.54 | 10.17 | 9.96 | 19.49 | 27.22 | 27.22 | 27.22 | 20.94 | 20.94 | 20.94 | 6.64 | 6.64 | 6.64 | 6.64 | 6.64 | 8.77 | 8.77 | 8.77 | 8.77 | 8.77 | 14.18 | 14.18 | 14.18 | 14.18 | 26.83 | 13.58 | 26.83 | 26.83 | 13.78 | 15.36 | 15.36 | 15.36 | 15.36 | 29.19 | 14.76 | 29.19 | 29.19 | 14.96 | 14.88 | 29.19
| 2046 | 16.17 | 16.17 | 16.17 | 16.17 | 16.17 | 16.17 | 16.17 | 16.17 | 8.6 | 16.17 | 8.33 | 8.33 | 16.16 | 16.66 | 8.77 | 16.66 | 16.66 | 16.66 | 16.66 | 16.66 | 16.66 | 16.66 | 8.49 | 16.66 | 254.51 | 254.51 | 254.51 | 254.51 | 20.79 | 19.54 | 10.17 | 9.96 | 19.54 | 10.17 | 9.96 | 19.49 | 27.22 | 27.22 | 27.22 | 20.94 | 20.94 | 20.94 | 6.64 | 6.64 | 6.64 | 6.64 | 6.64 | 8.77 | 8.77 | 8.77 | 8.77 | 8.77 | 14.18 | 14.18 | 14.18 | 14.18 | 26.83 | 13.58 | 26.83 | 26.83 | 13.78 | 15.36 | 15.36 | 15.36 | 15.36 | 29.19 | 14.76 | 29.19 | 29.19 | 14.96 | 14.88 | 29.19
| 2047 | 16.17 | 16.17 | 16.17 | 16.17 | 16.17 | 16.17 | 16.17 | 16.17 | 8.6 | 16.17 | 8.33 | 8.33 | 16.16 | 16.66 | 8.77 | 16.66 | 16.66 | 16.66 | 16.66 | 16.66 | 16.66 | 16.66 | 8.49 | 16.66 | 251.21 | 251.21 | 251.21 | 251.21 | 20.79 | 19.54 | 10.17 | 9.96 | 19.54 | 10.17 | 9.96 | 19.49 | 27.22 | 27.22 | 27.22 | 20.94 | 20.94 | 20.94 | 6.64 | 6.64 | 6.64 | 6.64 | 6.64 | 8.77 | 8.77 | 8.77 | 8.77 | 8.77 | 14.18 | 14.18 | 14.18 | 14.18 | 26.83 | 13.58 | 26.83 | 26.83 | 13.78 | 15.36 | 15.36 | 15.36 | 15.36 | 29.19 | 14.76 | 29.19 | 29.19 | 14.96 | 14.88 | 29.19
| 2048 | 16.17 | 16.17 | 16.17 | 16.17 | 16.17 | 16.17 | 16.17 | 16.17 | 8.6 | 16.17 | 8.33 | 8.33 | 16.16 | 16.66 | 8.77 | 16.66 | 16.66 | 16.66 | 16.66 | 16.66 | 16.66 | 16.66 | 8.49 | 16.66 | 248.17 | 248.17 | 248.17 | 248.17 | 20.79 | 19.54 | 10.17 | 9.96 | 19.54 | 10.17 | 9.96 | 19.49 | 27.22 | 27.22 | 27.22 | 20.94 | 20.94 | 20.94 | 6.64 | 6.64 | 6.64 | 6.64 | 6.64 | 8.77 | 8.77 | 8.77 | 8.77 | 8.77 | 14.18 | 14.18 | 14.18 | 14.18 | 26.83 | 13.58 | 26.83 | 26.83 | 13.78 | 15.36 | 15.36 | 15.36 | 15.36 | 29.19 | 14.76 | 29.19 | 29.19 | 14.96 | 14.88 | 29.19
| 2049 | 16.17 | 16.17 | 16.17 | 16.17 | 16.17 | 16.17 | 16.17 | 16.17 | 8.6 | 16.17 | 8.33 | 8.33 | 16.16 | 16.66 | 8.77 | 16.66 | 16.66 | 16.66 | 16.66 | 16.66 | 16.66 | 16.66 | 8.49 | 16.66 | 245.37 | 245.37 | 245.37 | 245.37 | 20.79 | 19.54 | 10.17 | 9.96 | 19.54 | 10.17 | 9.96 | 19.49 | 27.22 | 27.22 | 27.22 | 20.94 | 20.94 | 20.94 | 6.64 | 6.64 | 6.64 | 6.64 | 6.64 | 8.77 | 8.77 | 8.77 | 8.77 | 8.77 | 14.18 | 14.18 | 14.18 | 14.18 | 26.83 | 13.58 | 26.83 | 26.83 | 13.78 | 15.36 | 15.36 | 15.36 | 15.36 | 29.19 | 14.76 | 29.19 | 29.19 | 14.96 | 14.88 | 29.19
| 2050 | 16.17 | 16.17 | 16.17 | 16.17 | 16.17 | 16.17 | 16.17 | 16.17 | 8.6 | 16.17 | 8.33 | 8.33 | 16.16 | 16.66 | 8.77 | 16.66 | 16.66 | 16.66 | 16.66 | 16.66 | 16.66 | 16.66 | 8.49 | 16.66 | 242.76 | 242.76 | 242.76 | 242.76 | 20.79 | 19.54 | 10.17 | 9.96 | 19.54 | 10.17 | 9.96 | 19.49 | 27.22 | 27.22 | 27.22 | 20.94 | 20.94 | 20.94 | 6.64 | 6.64 | 6.64 | 6.64 | 6.64 | 8.77 | 8.77 | 8.77 | 8.77 | 8.77 | 14.18 | 14.18 | 14.18 | 14.18 | 26.83 | 13.58 | 26.83 | 26.83 | 13.78 | 15.36 | 15.36 | 15.36 | 15.36 | 29.19 | 14.76 | 29.19 | 29.19 | 14.96 | 14.88 | 29.19
| 2051 | 16.17 | 16.17 | 16.17 | 16.17 | 16.17 | 16.17 | 16.17 | 16.17 | 8.6 | 16.17 | 8.33 | 8.33 | 16.16 | 16.66 | 8.77 | 16.66 | 16.66 | 16.66 | 16.66 | 16.66 | 16.66 | 16.66 | 8.49 | 16.66 | 239.68 | 239.68 | 239.68 | 239.68 | 20.79 | 19.54 | 10.17 | 9.96 | 19.54 | 10.17 | 9.96 | 19.49 | 27.22 | 27.22 | 27.22 | 20.94 | 20.94 | 20.94 | 6.64 | 6.64 | 6.64 | 6.64 | 6.64 | 8.77 | 8.77 | 8.77 | 8.77 | 8.77 | 14.18 | 14.18 | 14.18 | 14.18 | 26.83 | 13.58 | 26.83 | 26.83 | 13.78 | 15.36 | 15.36 | 15.36 | 15.36 | 29.19 | 14.76 | 29.19 | 29.19 | 14.96 | 14.88 | 29.19
| 2052 | 16.17 | 16.17 | 16.17 | 16.17 | 16.17 | 16.17 | 16.17 | 16.17 | 8.6 | 16.17 | 8.33 | 8.33 | 16.16 | 16.66 | 8.77 | 16.66 | 16.66 | 16.66 | 16.66 | 16.66 | 16.66 | 16.66 | 8.49 | 16.66 | 236.61 | 236.61 | 236.61 | 236.61 | 20.79 | 19.54 | 10.17 | 9.96 | 19.54 | 10.17 | 9.96 | 19.49 | 27.22 | 27.22 | 27.22 | 20.94 | 20.94 | 20.94 | 6.64 | 6.64 | 6.64 | 6.64 | 6.64 | 8.77 | 8.77 | 8.77 | 8.77 | 8.77 | 14.18 | 14.18 | 14.18 | 14.18 | 26.83 | 13.58 | 26.83 | 26.83 | 13.78 | 15.36 | 15.36 | 15.36 | 15.36 | 29.19 | 14.76 | 29.19 | 29.19 | 14.96 | 14.88 | 29.19
| 2053 | 16.17 | 16.17 | 16.17 | 16.17 | 16.17 | 16.17 | 16.17 | 16.17 | 8.6 | 16.17 | 8.33 | 8.33 | 16.16 | 16.66 | 8.77 | 16.66 | 16.66 | 16.66 | 16.66 | 16.66 | 16.66 | 16.66 | 8.49 | 16.66 | 233.54 | 233.54 | 233.54 | 233.54 | 20.79 | 19.54 | 10.17 | 9.96 | 19.54 | 10.17 | 9.96 | 19.49 | 27.22 | 27.22 | 27.22 | 20.94 | 20.94 | 20.94 | 6.64 | 6.64 | 6.64 | 6.64 | 6.64 | 8.77 | 8.77 | 8.77 | 8.77 | 8.77 | 14.18 | 14.18 | 14.18 | 14.18 | 26.83 | 13.58 | 26.83 | 26.83 | 13.78 | 15.36 | 15.36 | 15.36 | 15.36 | 29.19 | 14.76 | 29.19 | 29.19 | 14.96 | 14.88 | 29.19
| 2054 | 16.17 | 16.17 | 16.17 | 16.17 | 16.17 | 16.17 | 16.17 | 16.17 | 8.6 | 16.17 | 8.33 | 8.33 | 16.16 | 16.66 | 8.77 | 16.66 | 16.66 | 16.66 | 16.66 | 16.66 | 16.66 | 16.66 | 8.49 | 16.66 | 230.46 | 230.46 | 230.46 | 230.46 | 20.79 | 19.54 | 10.17 | 9.96 | 19.54 | 10.17 | 9.96 | 19.49 | 27.22 | 27.22 | 27.22 | 20.94 | 20.94 | 20.94 | 6.64 | 6.64 | 6.64 | 6.64 | 6.64 | 8.77 | 8.77 | 8.77 | 8.77 | 8.77 | 14.18 | 14.18 | 14.18 | 14.18 | 26.83 | 13.58 | 26.83 | 26.83 | 13.78 | 15.36 | 15.36 | 15.36 | 15.36 | 29.19 | 14.76 | 29.19 | 29.19 | 14.96 | 14.88 | 29.19
| 2055 | 16.17 | 16.17 | 16.17 | 16.17 | 16.17 | 16.17 | 16.17 | 16.17 | 8.6 | 16.17 | 8.33 | 8.33 | 16.16 | 16.66 | 8.77 | 16.66 | 16.66 | 16.66 | 16.66 | 16.66 | 16.66 | 16.66 | 8.49 | 16.66 | 227.39 | 227.39 | 227.39 | 227.39 | 20.79 | 19.54 | 10.17 | 9.96 | 19.54 | 10.17 | 9.96 | 19.49 | 27.22 | 27.22 | 27.22 | 20.94 | 20.94 | 20.94 | 6.64 | 6.64 | 6.64 | 6.64 | 6.64 | 8.77 | 8.77 | 8.77 | 8.77 | 8.77 | 14.18 | 14.18 | 14.18 | 14.18 | 26.83 | 13.58 | 26.83 | 26.83 | 13.78 | 15.36 | 15.36 | 15.36 | 15.36 | 29.19 | 14.76 | 29.19 | 29.19 | 14.96 | 14.88 | 29.19
| 2056 | 16.17 | 16.17 | 16.17 | 16.17 | 16.17 | 16.17 | 16.17 | 16.17 | 8.6 | 16.17 | 8.33 | 8.33 | 16.16 | 16.66 | 8.77 | 16.66 | 16.66 | 16.66 | 16.66 | 16.66 | 16.66 | 16.66 | 8.49 | 16.66 | 224.31 | 224.31 | 224.31 | 224.31 | 20.79 | 19.54 | 10.17 | 9.96 | 19.54 | 10.17 | 9.96 | 19.49 | 27.22 | 27.22 | 27.22 | 20.94 | 20.94 | 20.94 | 6.64 | 6.64 | 6.64 | 6.64 | 6.64 | 8.77 | 8.77 | 8.77 | 8.77 | 8.77 | 14.18 | 14.18 | 14.18 | 14.18 | 26.83 | 13.58 | 26.83 | 26.83 | 13.78 | 15.36 | 15.36 | 15.36 | 15.36 | 29.19 | 14.76 | 29.19 | 29.19 | 14.96 | 14.88 | 29.19
| 2057 | 16.17 | 16.17 | 16.17 | 16.17 | 16.17 | 16.17 | 16.17 | 16.17 | 8.6 | 16.17 | 8.33 | 8.33 | 16.16 | 16.66 | 8.77 | 16.66 | 16.66 | 16.66 | 16.66 | 16.66 | 16.66 | 16.66 | 8.49 | 16.66 | 221.24 | 221.24 | 221.24 | 221.24 | 20.79 | 19.54 | 10.17 | 9.96 | 19.54 | 10.17 | 9.96 | 19.49 | 27.22 | 27.22 | 27.22 | 20.94 | 20.94 | 20.94 | 6.64 | 6.64 | 6.64 | 6.64 | 6.64 | 8.77 | 8.77 | 8.77 | 8.77 | 8.77 | 14.18 | 14.18 | 14.18 | 14.18 | 26.83 | 13.58 | 26.83 | 26.83 | 13.78 | 15.36 | 15.36 | 15.36 | 15.36 | 29.19 | 14.76 | 29.19 | 29.19 | 14.96 | 14.88 | 29.19
| 2058 | 16.17 | 16.17 | 16.17 | 16.17 | 16.17 | 16.17 | 16.17 | 16.17 | 8.6 | 16.17 | 8.33 | 8.33 | 16.16 | 16.66 | 8.77 | 16.66 | 16.66 | 16.66 | 16.66 | 16.66 | 16.66 | 16.66 | 8.49 | 16.66 | 218.17 | 218.17 | 218.17 | 218.17 | 20.79 | 19.54 | 10.17 | 9.96 | 19.54 | 10.17 | 9.96 | 19.49 | 27.22 | 27.22 | 27.22 | 20.94 | 20.94 | 20.94 | 6.64 | 6.64 | 6.64 | 6.64 | 6.64 | 8.77 | 8.77 | 8.77 | 8.77 | 8.77 | 14.18 | 14.18 | 14.18 | 14.18 | 26.83 | 13.58 | 26.83 | 26.83 | 13.78 | 15.36 | 15.36 | 15.36 | 15.36 | 29.19 | 14.76 | 29.19 | 29.19 | 14.96 | 14.88 | 29.19
| 2059 | 16.17 | 16.17 | 16.17 | 16.17 | 16.17 | 16.17 | 16.17 | 16.17 | 8.6 | 16.17 | 8.33 | 8.33 | 16.16 | 16.66 | 8.77 | 16.66 | 16.66 | 16.66 | 16.66 | 16.66 | 16.66 | 16.66 | 8.49 | 16.66 | 215.09 | 215.09 | 215.09 | 215.09 | 20.79 | 19.54 | 10.17 | 9.96 | 19.54 | 10.17 | 9.96 | 19.49 | 27.22 | 27.22 | 27.22 | 20.94 | 20.94 | 20.94 | 6.64 | 6.64 | 6.64 | 6.64 | 6.64 | 8.77 | 8.77 | 8.77 | 8.77 | 8.77 | 14.18 | 14.18 | 14.18 | 14.18 | 26.83 | 13.58 | 26.83 | 26.83 | 13.78 | 15.36 | 15.36 | 15.36 | 15.36 | 29.19 | 14.76 | 29.19 | 29.19 | 14.96 | 14.88 | 29.19
| 2060 | 16.17 | 16.17 | 16.17 | 16.17 | 16.17 | 16.17 | 16.17 | 16.17 | 8.6 | 16.17 | 8.33 | 8.33 | 16.16 | 16.66 | 8.77 | 16.66 | 16.66 | 16.66 | 16.66 | 16.66 | 16.66 | 16.66 | 8.49 | 16.66 | 212.02 | 212.02 | 212.02 | 212.02 | 20.79 | 19.54 | 10.17 | 9.96 | 19.54 | 10.17 | 9.96 | 19.49 | 27.22 | 27.22 | 27.22 | 20.94 | 20.94 | 20.94 | 6.64 | 6.64 | 6.64 | 6.64 | 6.64 | 8.77 | 8.77 | 8.77 | 8.77 | 8.77 | 14.18 | 14.18 | 14.18 | 14.18 | 26.83 | 13.58 | 26.83 | 26.83 | 13.78 | 15.36 | 15.36 | 15.36 | 15.36 | 29.19 | 14.76 | 29.19 | 29.19 | 14.96 | 14.88 | 29.19
6 | Levelized Property Tax, $/kW-yr
| 2023 | 0 | 0 | 0 | 0 | 0 | 0 | 0 | 0 | 0 | 0 | 0 | 0 | 0 | 0 | 0 | 0 | 0 | 0 | 0 | 0 | 0 | 0 | 0 | 0 | 0 | 0 | 0 | 0 | 0 | 0 | 0 | 0 | 0 | 0 | 0 | 0 | 38.59 | 49.69 | 54.55 | 0 | 0 | 21.73 | 0 | 0 | 0 | 0 | 0 | 0 | 0 | 0 | 0 | 0 | 0 | 0 | 0 | 0 | 0 | 0 | 0 | 0 | 0 | 0 | 0 | 0 | 0 | 0 | 0 | 0 | 0 | 0 | 0 | 0
| 2024 | 0 | 0 | 0 | 0 | 0 | 0 | 0 | 0 | 0 | 0 | 0 | 0 | 0 | 0 | 0 | 0 | 0 | 0 | 0 | 0 | 0 | 0 | 0 | 0 | 0 | 0 | 0 | 0 | 0 | 0 | 0 | 0 | 0 | 0 | 0 | 0 | 41.22 | 52.95 | 57.97 | 0 | 0 | 24.19 | 0 | 0 | 0 | 0 | 0 | 0 | 0 | 0 | 0 | 0 | 0 | 0 | 0 | 0 | 0 | 0 | 0 | 0 | 0 | 0 | 0 | 0 | 0 | 0 | 0 | 0 | 0 | 0 | 0 | 0
| 2025 | 0 | 0 | 0 | 0 | 0 | 0 | 0 | 0 | 0 | 0 | 0 | 0 | 0 | 0 | 0 | 0 | 0 | 0 | 0 | 0 | 0 | 0 | 0 | 0 | 0 | 0 | 0 | 0 | 0 | 0 | 0 | 0 | 0 | 0 | 0 | 0 | 41.26 | 52.86 | 57.72 | 0 | 0 | 24.48 | 0 | 0 | 0 | 0 | 0 | 0 | 0 | 0 | 0 | 0 | 0 | 0 | 0 | 0 | 0 | 0 | 0 | 0 | 0 | 0 | 0 | 0 | 0 | 0 | 0 | 0 | 0 | 0 | 0 | 0
| 2026 | 0 | 0 | 0 | 0 | 0 | 0 | 0 | 0 | 0 | 0 | 0 | 0 | 0 | 0 | 0 | 0 | 0 | 0 | 0 | 0 | 0 | 0 | 0 | 0 | 0 | 0 | 0 | 0 | 0 | 0 | 0 | 0 | 0 | 0 | 0 | 0 | 41.28 | 52.75 | 57.45 | 0 | 0 | 24.72 | 0 | 0 | 0 | 0 | 0 | 0 | 0 | 0 | 0 | 0 | 0 | 0 | 0 | 0 | 0 | 0 | 0 | 0 | 0 | 0 | 0 | 0 | 0 | 0 | 0 | 0 | 0 | 0 | 0 | 0
| 2027 | 0 | 0 | 0 | 0 | 0 | 0 | 0 | 0 | 0 | 0 | 0 | 0 | 0 | 0 | 0 | 0 | 0 | 0 | 0 | 0 | 0 | 0 | 0 | 0 | 0 | 0 | 0 | 0 | 0 | 0 | 0 | 0 | 0 | 0 | 0 | 0 | 41.3 | 52.63 | 57.17 | 0 | 0 | 24.96 | 0 | 0 | 0 | 0 | 0 | 0 | 0 | 0 | 0 | 0 | 0 | 0 | 0 | 0 | 0 | 0 | 0 | 0 | 0 | 0 | 0 | 0 | 0 | 0 | 0 | 0 | 0 | 0 | 0 | 0
| 2028 | 0 | 0 | 0 | 0 | 0 | 0 | 0 | 0 | 0 | 0 | 0 | 0 | 0 | 0 | 0 | 0 | 0 | 0 | 0 | 0 | 0 | 0 | 0 | 0 | 0 | 0 | 0 | 0 | 0 | 0 | 0 | 0 | 0 | 0 | 0 | 0 | 41.31 | 52.5 | 56.86 | 0 | 0 | 25.2 | 0 | 0 | 0 | 0 | 0 | 0 | 0 | 0 | 0 | 0 | 0 | 0 | 0 | 0 | 0 | 0 | 0 | 0 | 0 | 0 | 0 | 0 | 0 | 0 | 0 | 0 | 0 | 0 | 0 | 0
| 2029 | 0 | 0 | 0 | 0 | 0 | 0 | 0 | 0 | 0 | 0 | 0 | 0 | 0 | 0 | 0 | 0 | 0 | 0 | 0 | 0 | 0 | 0 | 0 | 0 | 0 | 0 | 0 | 0 | 0 | 0 | 0 | 0 | 0 | 0 | 0 | 0 | 41.31 | 52.36 | 56.53 | 0 | 0 | 25.43 | 0 | 0 | 0 | 0 | 0 | 0 | 0 | 0 | 0 | 0 | 0 | 0 | 0 | 0 | 0 | 0 | 0 | 0 | 0 | 0 | 0 | 0 | 0 | 0 | 0 | 0 | 0 | 0 | 0 | 0
| 2030 | 0 | 0 | 0 | 0 | 0 | 0 | 0 | 0 | 0 | 0 | 0 | 0 | 0 | 0 | 0 | 0 | 0 | 0 | 0 | 0 | 0 | 0 | 0 | 0 | 0 | 0 | 0 | 0 | 0 | 0 | 0 | 0 | 0 | 0 | 0 | 0 | 40.8 | 51.57 | 55.51 | 0 | 0 | 25.17 | 0 | 0 | 0 | 0 | 0 | 0 | 0 | 0 | 0 | 0 | 0 | 0 | 0 | 0 | 0 | 0 | 0 | 0 | 0 | 0 | 0 | 0 | 0 | 0 | 0 | 0 | 0 | 0 | 0 | 0
| 2031 | 0 | 0 | 0 | 0 | 0 | 0 | 0 | 0 | 0 | 0 | 0 | 0 | 0 | 0 | 0 | 0 | 0 | 0 | 0 | 0 | 0 | 0 | 0 | 0 | 0 | 0 | 0 | 0 | 0 | 0 | 0 | 0 | 0 | 0 | 0 | 0 | 40.24 | 50.75 | 54.59 | 0 | 0 | 24.96 | 0 | 0 | 0 | 0 | 0 | 0 | 0 | 0 | 0 | 0 | 0 | 0 | 0 | 0 | 0 | 0 | 0 | 0 | 0 | 0 | 0 | 0 | 0 | 0 | 0 | 0 | 0 | 0 | 0 | 0
| 2032 | 0 | 0 | 0 | 0 | 0 | 0 | 0 | 0 | 0 | 0 | 0 | 0 | 0 | 0 | 0 | 0 | 0 | 0 | 0 | 0 | 0 | 0 | 0 | 0 | 0 | 0 | 0 | 0 | 0 | 0 | 0 | 0 | 0 | 0 | 0 | 0 | 39.68 | 49.95 | 53.69 | 0 | 0 | 24.75 | 0 | 0 | 0 | 0 | 0 | 0 | 0 | 0 | 0 | 0 | 0 | 0 | 0 | 0 | 0 | 0 | 0 | 0 | 0 | 0 | 0 | 0 | 0 | 0 | 0 | 0 | 0 | 0 | 0 | 0
| 2033 | 0 | 0 | 0 | 0 | 0 | 0 | 0 | 0 | 0 | 0 | 0 | 0 | 0 | 0 | 0 | 0 | 0 | 0 | 0 | 0 | 0 | 0 | 0 | 0 | 0 | 0 | 0 | 0 | 0 | 0 | 0 | 0 | 0 | 0 | 0 | 0 | 39.14 | 49.16 | 52.8 | 0 | 0 | 24.53 | 0 | 0 | 0 | 0 | 0 | 0 | 0 | 0 | 0 | 0 | 0 | 0 | 0 | 0 | 0 | 0 | 0 | 0 | 0 | 0 | 0 | 0 | 0 | 0 | 0 | 0 | 0 | 0 | 0 | 0
| 2034 | 0 | 0 | 0 | 0 | 0 | 0 | 0 | 0 | 0 | 0 | 0 | 0 | 0 | 0 | 0 | 0 | 0 | 0 | 0 | 0 | 0 | 0 | 0 | 0 | 0 | 0 | 0 | 0 | 0 | 0 | 0 | 0 | 0 | 0 | 0 | 0 | 38.6 | 48.38 | 51.92 | 0 | 0 | 24.32 | 0 | 0 | 0 | 0 | 0 | 0 | 0 | 0 | 0 | 0 | 0 | 0 | 0 | 0 | 0 | 0 | 0 | 0 | 0 | 0 | 0 | 0 | 0 | 0 | 0 | 0 | 0 | 0 | 0 | 0
| 2035 | 0 | 0 | 0 | 0 | 0 | 0 | 0 | 0 | 0 | 0 | 0 | 0 | 0 | 0 | 0 | 0 | 0 | 0 | 0 | 0 | 0 | 0 | 0 | 0 | 0 | 0 | 0 | 0 | 0 | 0 | 0 | 0 | 0 | 0 | 0 | 0 | 38.06 | 47.62 | 51.06 | 0 | 0 | 24.11 | 0 | 0 | 0 | 0 | 0 | 0 | 0 | 0 | 0 | 0 | 0 | 0 | 0 | 0 | 0 | 0 | 0 | 0 | 0 | 0 | 0 | 0 | 0 | 0 | 0 | 0 | 0 | 0 | 0 | 0
| 2036 | 0 | 0 | 0 | 0 | 0 | 0 | 0 | 0 | 0 | 0 | 0 | 0 | 0 | 0 | 0 | 0 | 0 | 0 | 0 | 0 | 0 | 0 | 0 | 0 | 0 | 0 | 0 | 0 | 0 | 0 | 0 | 0 | 0 | 0 | 0 | 0 | 37.54 | 46.86 | 50.21 | 0 | 0 | 23.89 | 0 | 0 | 0 | 0 | 0 | 0 | 0 | 0 | 0 | 0 | 0 | 0 | 0 | 0 | 0 | 0 | 0 | 0 | 0 | 0 | 0 | 0 | 0 | 0 | 0 | 0 | 0 | 0 | 0 | 0
| 2037 | 0 | 0 | 0 | 0 | 0 | 0 | 0 | 0 | 0 | 0 | 0 | 0 | 0 | 0 | 0 | 0 | 0 | 0 | 0 | 0 | 0 | 0 | 0 | 0 | 0 | 0 | 0 | 0 | 0 | 0 | 0 | 0 | 0 | 0 | 0 | 0 | 38.04 | 47.39 | 50.74 | 0 | 0 | 23.68 | 0 | 0 | 0 | 0 | 0 | 0 | 0 | 0 | 0 | 0 | 0 | 0 | 0 | 0 | 0 | 0 | 0 | 0 | 0 | 0 | 0 | 0 | 0 | 0 | 0 | 0 | 0 | 0 | 0 | 0
| 2038 | 0 | 0 | 0 | 0 | 0 | 0 | 0 | 0 | 0 | 0 | 0 | 0 | 0 | 0 | 0 | 0 | 0 | 0 | 0 | 0 | 0 | 0 | 0 | 0 | 0 | 0 | 0 | 0 | 0 | 0 | 0 | 0 | 0 | 0 | 0 | 0 | 38.74 | 48.17 | 51.53 | 0 | 0 | 23.47 | 0 | 0 | 0 | 0 | 0 | 0 | 0 | 0 | 0 | 0 | 0 | 0 | 0 | 0 | 0 | 0 | 0 | 0 | 0 | 0 | 0 | 0 | 0 | 0 | 0 | 0 | 0 | 0 | 0 | 0
| 2039 | 0 | 0 | 0 | 0 | 0 | 0 | 0 | 0 | 0 | 0 | 0 | 0 | 0 | 0 | 0 | 0 | 0 | 0 | 0 | 0 | 0 | 0 | 0 | 0 | 0 | 0 | 0 | 0 | 0 | 0 | 0 | 0 | 0 | 0 | 0 | 0 | 41.52 | 51.52 | 55.08 | 0 | 0 | 23.26 | 0 | 0 | 0 | 0 | 0 | 0 | 0 | 0 | 0 | 0 | 0 | 0 | 0 | 0 | 0 | 0 | 0 | 0 | 0 | 0 | 0 | 0 | 0 | 0 | 0 | 0 | 0 | 0 | 0 | 0
| 2040 | 0 | 0 | 0 | 0 | 0 | 0 | 0 | 0 | 0 | 0 | 0 | 0 | 0 | 0 | 0 | 0 | 0 | 0 | 0 | 0 | 0 | 0 | 0 | 0 | 0 | 0 | 0 | 0 | 0 | 0 | 0 | 0 | 0 | 0 | 0 | 0 | 40.95 | 50.7 | 54.16 | 0 | 0 | 23.04 | 0 | 0 | 0 | 0 | 0 | 0 | 0 | 0 | 0 | 0 | 0 | 0 | 0 | 0 | 0 | 0 | 0 | 0 | 0 | 0 | 0 | 0 | 0 | 0 | 0 | 0 | 0 | 0 | 0 | 0
| 2041 | 0 | 0 | 0 | 0 | 0 | 0 | 0 | 0 | 0 | 0 | 0 | 0 | 0 | 0 | 0 | 0 | 0 | 0 | 0 | 0 | 0 | 0 | 0 | 0 | 0 | 0 | 0 | 0 | 0 | 0 | 0 | 0 | 0 | 0 | 0 | 0 | 40.38 | 49.9 | 53.27 | 0 | 0 | 22.83 | 0 | 0 | 0 | 0 | 0 | 0 | 0 | 0 | 0 | 0 | 0 | 0 | 0 | 0 | 0 | 0 | 0 | 0 | 0 | 0 | 0 | 0 | 0 | 0 | 0 | 0 | 0 | 0 | 0 | 0
| 2042 | 0 | 0 | 0 | 0 | 0 | 0 | 0 | 0 | 0 | 0 | 0 | 0 | 0 | 0 | 0 | 0 | 0 | 0 | 0 | 0 | 0 | 0 | 0 | 0 | 0 | 0 | 0 | 0 | 0 | 0 | 0 | 0 | 0 | 0 | 0 | 0 | 39.83 | 49.11 | 52.38 | 0 | 0 | 22.62 | 0 | 0 | 0 | 0 | 0 | 0 | 0 | 0 | 0 | 0 | 0 | 0 | 0 | 0 | 0 | 0 | 0 | 0 | 0 | 0 | 0 | 0 | 0 | 0 | 0 | 0 | 0 | 0 | 0 | 0
| 2043 | 0 | 0 | 0 | 0 | 0 | 0 | 0 | 0 | 0 | 0 | 0 | 0 | 0 | 0 | 0 | 0 | 0 | 0 | 0 | 0 | 0 | 0 | 0 | 0 | 0 | 0 | 0 | 0 | 0 | 0 | 0 | 0 | 0 | 0 | 0 | 0 | 39.28 | 48.33 | 51.51 | 0 | 0 | 22.41 | 0 | 0 | 0 | 0 | 0 | 0 | 0 | 0 | 0 | 0 | 0 | 0 | 0 | 0 | 0 | 0 | 0 | 0 | 0 | 0 | 0 | 0 | 0 | 0 | 0 | 0 | 0 | 0 | 0 | 0
| 2044 | 0 | 0 | 0 | 0 | 0 | 0 | 0 | 0 | 0 | 0 | 0 | 0 | 0 | 0 | 0 | 0 | 0 | 0 | 0 | 0 | 0 | 0 | 0 | 0 | 0 | 0 | 0 | 0 | 0 | 0 | 0 | 0 | 0 | 0 | 0 | 0 | 38.73 | 47.57 | 50.66 | 0 | 0 | 22.19 | 0 | 0 | 0 | 0 | 0 | 0 | 0 | 0 | 0 | 0 | 0 | 0 | 0 | 0 | 0 | 0 | 0 | 0 | 0 | 0 | 0 | 0 | 0 | 0 | 0 | 0 | 0 | 0 | 0 | 0
| 2045 | 0 | 0 | 0 | 0 | 0 | 0 | 0 | 0 | 0 | 0 | 0 | 0 | 0 | 0 | 0 | 0 | 0 | 0 | 0 | 0 | 0 | 0 | 0 | 0 | 0 | 0 | 0 | 0 | 0 | 0 | 0 | 0 | 0 | 0 | 0 | 0 | 38.2 | 46.81 | 49.82 | 0 | 0 | 21.98 | 0 | 0 | 0 | 0 | 0 | 0 | 0 | 0 | 0 | 0 | 0 | 0 | 0 | 0 | 0 | 0 | 0 | 0 | 0 | 0 | 0 | 0 | 0 | 0 | 0 | 0 | 0 | 0 | 0 | 0
| 2046 | 0 | 0 | 0 | 0 | 0 | 0 | 0 | 0 | 0 | 0 | 0 | 0 | 0 | 0 | 0 | 0 | 0 | 0 | 0 | 0 | 0 | 0 | 0 | 0 | 0 | 0 | 0 | 0 | 0 | 0 | 0 | 0 | 0 | 0 | 0 | 0 | 37.67 | 46.07 | 48.99 | 0 | 0 | 21.77 | 0 | 0 | 0 | 0 | 0 | 0 | 0 | 0 | 0 | 0 | 0 | 0 | 0 | 0 | 0 | 0 | 0 | 0 | 0 | 0 | 0 | 0 | 0 | 0 | 0 | 0 | 0 | 0 | 0 | 0
| 2047 | 0 | 0 | 0 | 0 | 0 | 0 | 0 | 0 | 0 | 0 | 0 | 0 | 0 | 0 | 0 | 0 | 0 | 0 | 0 | 0 | 0 | 0 | 0 | 0 | 0 | 0 | 0 | 0 | 0 | 0 | 0 | 0 | 0 | 0 | 0 | 0 | 37.15 | 45.34 | 48.18 | 0 | 0 | 21.56 | 0 | 0 | 0 | 0 | 0 | 0 | 0 | 0 | 0 | 0 | 0 | 0 | 0 | 0 | 0 | 0 | 0 | 0 | 0 | 0 | 0 | 0 | 0 | 0 | 0 | 0 | 0 | 0 | 0 | 0
| 2048 | 0 | 0 | 0 | 0 | 0 | 0 | 0 | 0 | 0 | 0 | 0 | 0 | 0 | 0 | 0 | 0 | 0 | 0 | 0 | 0 | 0 | 0 | 0 | 0 | 0 | 0 | 0 | 0 | 0 | 0 | 0 | 0 | 0 | 0 | 0 | 0 | 36.64 | 44.63 | 47.38 | 0 | 0 | 21.34 | 0 | 0 | 0 | 0 | 0 | 0 | 0 | 0 | 0 | 0 | 0 | 0 | 0 | 0 | 0 | 0 | 0 | 0 | 0 | 0 | 0 | 0 | 0 | 0 | 0 | 0 | 0 | 0 | 0 | 0
| 2049 | 0 | 0 | 0 | 0 | 0 | 0 | 0 | 0 | 0 | 0 | 0 | 0 | 0 | 0 | 0 | 0 | 0 | 0 | 0 | 0 | 0 | 0 | 0 | 0 | 0 | 0 | 0 | 0 | 0 | 0 | 0 | 0 | 0 | 0 | 0 | 0 | 36.13 | 43.92 | 46.6 | 0 | 0 | 21.13 | 0 | 0 | 0 | 0 | 0 | 0 | 0 | 0 | 0 | 0 | 0 | 0 | 0 | 0 | 0 | 0 | 0 | 0 | 0 | 0 | 0 | 0 | 0 | 0 | 0 | 0 | 0 | 0 | 0 | 0
| 2050 | 0 | 0 | 0 | 0 | 0 | 0 | 0 | 0 | 0 | 0 | 0 | 0 | 0 | 0 | 0 | 0 | 0 | 0 | 0 | 0 | 0 | 0 | 0 | 0 | 0 | 0 | 0 | 0 | 0 | 0 | 0 | 0 | 0 | 0 | 0 | 0 | 35.63 | 43.22 | 45.82 | 0 | 0 | 20.92 | 0 | 0 | 0 | 0 | 0 | 0 | 0 | 0 | 0 | 0 | 0 | 0 | 0 | 0 | 0 | 0 | 0 | 0 | 0 | 0 | 0 | 0 | 0 | 0 | 0 | 0 | 0 | 0 | 0 | 0
| 2051 | 0 | 0 | 0 | 0 | 0 | 0 | 0 | 0 | 0 | 0 | 0 | 0 | 0 | 0 | 0 | 0 | 0 | 0 | 0 | 0 | 0 | 0 | 0 | 0 | 0 | 0 | 0 | 0 | 0 | 0 | 0 | 0 | 0 | 0 | 0 | 0 | 35.12 | 42.51 | 45.02 | 0 | 0 | 20.7 | 0 | 0 | 0 | 0 | 0 | 0 | 0 | 0 | 0 | 0 | 0 | 0 | 0 | 0 | 0 | 0 | 0 | 0 | 0 | 0 | 0 | 0 | 0 | 0 | 0 | 0 | 0 | 0 | 0 | 0
| 2052 | 0 | 0 | 0 | 0 | 0 | 0 | 0 | 0 | 0 | 0 | 0 | 0 | 0 | 0 | 0 | 0 | 0 | 0 | 0 | 0 | 0 | 0 | 0 | 0 | 0 | 0 | 0 | 0 | 0 | 0 | 0 | 0 | 0 | 0 | 0 | 0 | 34.61 | 41.79 | 44.22 | 0 | 0 | 20.49 | 0 | 0 | 0 | 0 | 0 | 0 | 0 | 0 | 0 | 0 | 0 | 0 | 0 | 0 | 0 | 0 | 0 | 0 | 0 | 0 | 0 | 0 | 0 | 0 | 0 | 0 | 0 | 0 | 0 | 0
| 2053 | 0 | 0 | 0 | 0 | 0 | 0 | 0 | 0 | 0 | 0 | 0 | 0 | 0 | 0 | 0 | 0 | 0 | 0 | 0 | 0 | 0 | 0 | 0 | 0 | 0 | 0 | 0 | 0 | 0 | 0 | 0 | 0 | 0 | 0 | 0 | 0 | 34.09 | 41.07 | 43.43 | 0 | 0 | 20.28 | 0 | 0 | 0 | 0 | 0 | 0 | 0 | 0 | 0 | 0 | 0 | 0 | 0 | 0 | 0 | 0 | 0 | 0 | 0 | 0 | 0 | 0 | 0 | 0 | 0 | 0 | 0 | 0 | 0 | 0
| 2054 | 0 | 0 | 0 | 0 | 0 | 0 | 0 | 0 | 0 | 0 | 0 | 0 | 0 | 0 | 0 | 0 | 0 | 0 | 0 | 0 | 0 | 0 | 0 | 0 | 0 | 0 | 0 | 0 | 0 | 0 | 0 | 0 | 0 | 0 | 0 | 0 | 33.58 | 40.35 | 42.63 | 0 | 0 | 20.07 | 0 | 0 | 0 | 0 | 0 | 0 | 0 | 0 | 0 | 0 | 0 | 0 | 0 | 0 | 0 | 0 | 0 | 0 | 0 | 0 | 0 | 0 | 0 | 0 | 0 | 0 | 0 | 0 | 0 | 0
| 2055 | 0 | 0 | 0 | 0 | 0 | 0 | 0 | 0 | 0 | 0 | 0 | 0 | 0 | 0 | 0 | 0 | 0 | 0 | 0 | 0 | 0 | 0 | 0 | 0 | 0 | 0 | 0 | 0 | 0 | 0 | 0 | 0 | 0 | 0 | 0 | 0 | 33.07 | 39.63 | 41.83 | 0 | 0 | 19.85 | 0 | 0 | 0 | 0 | 0 | 0 | 0 | 0 | 0 | 0 | 0 | 0 | 0 | 0 | 0 | 0 | 0 | 0 | 0 | 0 | 0 | 0 | 0 | 0 | 0 | 0 | 0 | 0 | 0 | 0
| 2056 | 0 | 0 | 0 | 0 | 0 | 0 | 0 | 0 | 0 | 0 | 0 | 0 | 0 | 0 | 0 | 0 | 0 | 0 | 0 | 0 | 0 | 0 | 0 | 0 | 0 | 0 | 0 | 0 | 0 | 0 | 0 | 0 | 0 | 0 | 0 | 0 | 32.55 | 38.91 | 41.03 | 0 | 0 | 19.64 | 0 | 0 | 0 | 0 | 0 | 0 | 0 | 0 | 0 | 0 | 0 | 0 | 0 | 0 | 0 | 0 | 0 | 0 | 0 | 0 | 0 | 0 | 0 | 0 | 0 | 0 | 0 | 0 | 0 | 0
| 2057 | 0 | 0 | 0 | 0 | 0 | 0 | 0 | 0 | 0 | 0 | 0 | 0 | 0 | 0 | 0 | 0 | 0 | 0 | 0 | 0 | 0 | 0 | 0 | 0 | 0 | 0 | 0 | 0 | 0 | 0 | 0 | 0 | 0 | 0 | 0 | 0 | 32.04 | 38.2 | 40.23 | 0 | 0 | 19.43 | 0 | 0 | 0 | 0 | 0 | 0 | 0 | 0 | 0 | 0 | 0 | 0 | 0 | 0 | 0 | 0 | 0 | 0 | 0 | 0 | 0 | 0 | 0 | 0 | 0 | 0 | 0 | 0 | 0 | 0
| 2058 | 0 | 0 | 0 | 0 | 0 | 0 | 0 | 0 | 0 | 0 | 0 | 0 | 0 | 0 | 0 | 0 | 0 | 0 | 0 | 0 | 0 | 0 | 0 | 0 | 0 | 0 | 0 | 0 | 0 | 0 | 0 | 0 | 0 | 0 | 0 | 0 | 31.53 | 37.48 | 39.43 | 0 | 0 | 19.21 | 0 | 0 | 0 | 0 | 0 | 0 | 0 | 0 | 0 | 0 | 0 | 0 | 0 | 0 | 0 | 0 | 0 | 0 | 0 | 0 | 0 | 0 | 0 | 0 | 0 | 0 | 0 | 0 | 0 | 0
| 2059 | 0 | 0 | 0 | 0 | 0 | 0 | 0 | 0 | 0 | 0 | 0 | 0 | 0 | 0 | 0 | 0 | 0 | 0 | 0 | 0 | 0 | 0 | 0 | 0 | 0 | 0 | 0 | 0 | 0 | 0 | 0 | 0 | 0 | 0 | 0 | 0 | 31.01 | 36.76 | 38.63 | 0 | 0 | 19 | 0 | 0 | 0 | 0 | 0 | 0 | 0 | 0 | 0 | 0 | 0 | 0 | 0 | 0 | 0 | 0 | 0 | 0 | 0 | 0 | 0 | 0 | 0 | 0 | 0 | 0 | 0 | 0 | 0 | 0
| 2060 | 0 | 0 | 0 | 0 | 0 | 0 | 0 | 0 | 0 | 0 | 0 | 0 | 0 | 0 | 0 | 0 | 0 | 0 | 0 | 0 | 0 | 0 | 0 | 0 | 0 | 0 | 0 | 0 | 0 | 0 | 0 | 0 | 0 | 0 | 0 | 0 | 30.5 | 36.04 | 37.83 | 0 | 0 | 18.79 | 0 | 0 | 0 | 0 | 0 | 0 | 0 | 0 | 0 | 0 | 0 | 0 | 0 | 0 | 0 | 0 | 0 | 0 | 0 | 0 | 0 | 0 | 0 | 0 | 0 | 0 | 0 | 0 | 0 | 0
7 | Passthrough Fixed Cost, $/kW-yr
| 2023 | 0 | 0 | 0 | 0 | 0 | 0 | 0 | 0 | 0 | 0 | 0 | 0 | 0 | 0 | 0 | 0 | 0 | 0 | 0 | 0 | 60.26 | 0 | 67.31 | 0 | 0 | 0 | 0 | 0 | 0 | 0 | 0 | 0 | 0 | 0 | 0 | 0 | 0 | 0 | 0 | 0 | 0 | 0 | 81.94 | 114.93 | 130.49 | 141.7 | 107.9 | 107.78 | 120.82 | 206.15 | 206.15 | 206.15 | 74 | 74 | 46.39 | 60.26 | 60.26 | 61.83 | 0 | 39.63 | 47.84 | 74 | 74 | 46.39 | 60.26 | 60.26 | 61.83 | 0 | 39.63 | 47.84 | 67.31 | 0
| 2024 | 0 | 0 | 0 | 0 | 0 | 0 | 0 | 0 | 0 | 0 | 0 | 0 | 0 | 0 | 0 | 0 | 0 | 0 | 0 | 0 | 60.26 | 0 | 67.31 | 0 | 0 | 0 | 0 | 0 | 0 | 0 | 0 | 0 | 0 | 0 | 0 | 0 | 0 | 0 | 0 | 0 | 0 | 0 | 81.94 | 114.93 | 130.49 | 141.7 | 107.9 | 107.78 | 120.82 | 206.15 | 206.15 | 206.15 | 74 | 74 | 46.39 | 60.26 | 60.26 | 61.83 | 0 | 39.63 | 47.84 | 74 | 74 | 46.39 | 60.26 | 60.26 | 61.83 | 0 | 39.63 | 47.84 | 67.31 | 0
| 2025 | 0 | 0 | 0 | 0 | 0 | 0 | 0 | 0 | 0 | 0 | 0 | 0 | 0 | 0 | 0 | 0 | 0 | 0 | 0 | 0 | 60.26 | 0 | 67.31 | 0 | 0 | 0 | 0 | 0 | 0 | 0 | 0 | 0 | 0 | 0 | 0 | 0 | 0 | 0 | 0 | 0 | 0 | 0 | 81.94 | 114.93 | 130.49 | 141.7 | 107.9 | 107.78 | 120.82 | 206.15 | 206.15 | 206.15 | 74 | 74 | 46.39 | 60.26 | 60.26 | 61.83 | 0 | 39.63 | 47.84 | 74 | 74 | 46.39 | 60.26 | 60.26 | 61.83 | 0 | 39.63 | 47.84 | 67.31 | 0
| 2026 | 0 | 0 | 0 | 0 | 0 | 0 | 0 | 0 | 0 | 0 | 0 | 0 | 0 | 0 | 0 | 0 | 0 | 0 | 0 | 0 | 60.26 | 0 | 67.31 | 0 | 0 | 0 | 0 | 0 | 0 | 0 | 0 | 0 | 0 | 0 | 0 | 0 | 0 | 0 | 0 | 0 | 0 | 0 | 81.94 | 114.93 | 130.49 | 141.7 | 107.9 | 107.78 | 120.82 | 206.15 | 206.15 | 206.15 | 74 | 74 | 46.39 | 60.26 | 60.26 | 61.83 | 0 | 39.63 | 47.84 | 74 | 74 | 46.39 | 60.26 | 60.26 | 61.83 | 0 | 39.63 | 47.84 | 67.31 | 0
| 2027 | 0 | 0 | 0 | 0 | 0 | 0 | 0 | 0 | 0 | 0 | 0 | 0 | 0 | 0 | 0 | 0 | 0 | 0 | 0 | 0 | 60.26 | 0 | 67.31 | 0 | 0 | 0 | 0 | 0 | 0 | 0 | 0 | 0 | 0 | 0 | 0 | 0 | 0 | 0 | 0 | 0 | 0 | 0 | 81.94 | 114.93 | 130.49 | 141.7 | 107.9 | 107.78 | 120.82 | 206.15 | 206.15 | 206.15 | 74 | 74 | 46.39 | 60.26 | 60.26 | 61.83 | 0 | 39.63 | 47.84 | 74 | 74 | 46.39 | 60.26 | 60.26 | 61.83 | 0 | 39.63 | 47.84 | 67.31 | 0
| 2028 | 0 | 0 | 0 | 0 | 0 | 0 | 0 | 0 | 0 | 0 | 0 | 0 | 0 | 0 | 0 | 0 | 0 | 0 | 0 | 0 | 60.26 | 0 | 67.31 | 0 | 0 | 0 | 0 | 0 | 0 | 0 | 0 | 0 | 0 | 0 | 0 | 0 | 0 | 0 | 0 | 0 | 0 | 0 | 81.94 | 114.93 | 130.49 | 141.7 | 107.9 | 107.78 | 120.82 | 206.15 | 206.15 | 206.15 | 74 | 74 | 46.39 | 60.26 | 60.26 | 61.83 | 0 | 39.63 | 47.84 | 74 | 74 | 46.39 | 60.26 | 60.26 | 61.83 | 0 | 39.63 | 47.84 | 67.31 | 0
| 2029 | 0 | 0 | 0 | 0 | 0 | 0 | 0 | 0 | 0 | 0 | 0 | 0 | 0 | 0 | 0 | 0 | 0 | 0 | 0 | 0 | 60.26 | 0 | 67.31 | 0 | 0 | 0 | 0 | 0 | 0 | 0 | 0 | 0 | 0 | 0 | 0 | 0 | 0 | 0 | 0 | 0 | 0 | 0 | 81.94 | 114.93 | 130.49 | 141.7 | 107.9 | 107.78 | 120.82 | 206.15 | 206.15 | 206.15 | 74 | 74 | 46.39 | 60.26 | 60.26 | 61.83 | 0 | 39.63 | 47.84 | 74 | 74 | 46.39 | 60.26 | 60.26 | 61.83 | 0 | 39.63 | 47.84 | 67.31 | 0
| 2030 | 0 | 0 | 0 | 0 | 0 | 0 | 0 | 0 | 0 | 0 | 0 | 0 | 0 | 0 | 0 | 0 | 0 | 0 | 0 | 0 | 60.26 | 0 | 67.31 | 0 | 0 | 0 | 0 | 0 | 0 | 0 | 0 | 0 | 0 | 0 | 0 | 0 | 0 | 0 | 0 | 0 | 0 | 0 | 81.94 | 114.93 | 130.49 | 141.7 | 107.9 | 107.78 | 120.82 | 206.15 | 206.15 | 206.15 | 74 | 74 | 46.39 | 60.26 | 60.26 | 61.83 | 0 | 39.63 | 47.84 | 74 | 74 | 46.39 | 60.26 | 60.26 | 61.83 | 0 | 39.63 | 47.84 | 67.31 | 0
| 2031 | 0 | 0 | 0 | 0 | 0 | 0 | 0 | 0 | 0 | 0 | 0 | 0 | 0 | 0 | 0 | 0 | 0 | 0 | 0 | 0 | 60.26 | 0 | 67.31 | 0 | 0 | 0 | 0 | 0 | 0 | 0 | 0 | 0 | 0 | 0 | 0 | 0 | 0 | 0 | 0 | 0 | 0 | 0 | 81.94 | 114.93 | 130.49 | 141.7 | 107.9 | 107.78 | 120.82 | 206.15 | 206.15 | 206.15 | 74 | 74 | 46.39 | 60.26 | 60.26 | 61.83 | 0 | 39.63 | 47.84 | 74 | 74 | 46.39 | 60.26 | 60.26 | 61.83 | 0 | 39.63 | 47.84 | 67.31 | 0
| 2032 | 0 | 0 | 0 | 0 | 0 | 0 | 0 | 0 | 0 | 0 | 0 | 0 | 0 | 0 | 0 | 0 | 0 | 0 | 0 | 0 | 60.26 | 0 | 67.31 | 0 | 0 | 0 | 0 | 0 | 0 | 0 | 0 | 0 | 0 | 0 | 0 | 0 | 0 | 0 | 0 | 0 | 0 | 0 | 81.94 | 114.93 | 130.49 | 141.7 | 107.9 | 107.78 | 120.82 | 206.15 | 206.15 | 206.15 | 74 | 74 | 46.39 | 60.26 | 60.26 | 61.83 | 0 | 39.63 | 47.84 | 74 | 74 | 46.39 | 60.26 | 60.26 | 61.83 | 0 | 39.63 | 47.84 | 67.31 | 0
| 2033 | 0 | 0 | 0 | 0 | 0 | 0 | 0 | 0 | 0 | 0 | 0 | 0 | 0 | 0 | 0 | 0 | 0 | 0 | 0 | 0 | 60.26 | 0 | 67.31 | 0 | 0 | 0 | 0 | 0 | 0 | 0 | 0 | 0 | 0 | 0 | 0 | 0 | 0 | 0 | 0 | 0 | 0 | 0 | 81.94 | 114.93 | 130.49 | 141.7 | 107.9 | 107.78 | 120.82 | 206.15 | 206.15 | 206.15 | 74 | 74 | 46.39 | 60.26 | 60.26 | 61.83 | 0 | 39.63 | 47.84 | 74 | 74 | 46.39 | 60.26 | 60.26 | 61.83 | 0 | 39.63 | 47.84 | 67.31 | 0
| 2034 | 0 | 0 | 0 | 0 | 0 | 0 | 0 | 0 | 0 | 0 | 0 | 0 | 0 | 0 | 0 | 0 | 0 | 0 | 0 | 0 | 60.26 | 0 | 67.31 | 0 | 0 | 0 | 0 | 0 | 0 | 0 | 0 | 0 | 0 | 0 | 0 | 0 | 0 | 0 | 0 | 0 | 0 | 0 | 81.94 | 114.93 | 130.49 | 141.7 | 107.9 | 107.78 | 120.82 | 206.15 | 206.15 | 206.15 | 74 | 74 | 46.39 | 60.26 | 60.26 | 61.83 | 0 | 39.63 | 47.84 | 74 | 74 | 46.39 | 60.26 | 60.26 | 61.83 | 0 | 39.63 | 47.84 | 67.31 | 0
| 2035 | 0 | 0 | 0 | 0 | 0 | 0 | 0 | 0 | 0 | 0 | 0 | 0 | 0 | 0 | 0 | 0 | 0 | 0 | 0 | 0 | 60.26 | 0 | 67.31 | 0 | 0 | 0 | 0 | 0 | 0 | 0 | 0 | 0 | 0 | 0 | 0 | 0 | 0 | 0 | 0 | 0 | 0 | 0 | 81.94 | 114.93 | 130.49 | 141.7 | 107.9 | 107.78 | 120.82 | 206.15 | 206.15 | 206.15 | 74 | 74 | 46.39 | 60.26 | 60.26 | 61.83 | 0 | 39.63 | 47.84 | 74 | 74 | 46.39 | 60.26 | 60.26 | 61.83 | 0 | 39.63 | 47.84 | 67.31 | 0
| 2036 | 0 | 0 | 0 | 0 | 0 | 0 | 0 | 0 | 0 | 0 | 0 | 0 | 0 | 0 | 0 | 0 | 0 | 0 | 0 | 0 | 60.26 | 0 | 67.31 | 0 | 0 | 0 | 0 | 0 | 0 | 0 | 0 | 0 | 0 | 0 | 0 | 0 | 0 | 0 | 0 | 0 | 0 | 0 | 81.94 | 114.93 | 130.49 | 141.7 | 107.9 | 107.78 | 120.82 | 206.15 | 206.15 | 206.15 | 74 | 74 | 46.39 | 60.26 | 60.26 | 61.83 | 0 | 39.63 | 47.84 | 74 | 74 | 46.39 | 60.26 | 60.26 | 61.83 | 0 | 39.63 | 47.84 | 67.31 | 0
| 2037 | 0 | 0 | 0 | 0 | 0 | 0 | 0 | 0 | 0 | 0 | 0 | 0 | 0 | 0 | 0 | 0 | 0 | 0 | 0 | 0 | 60.26 | 0 | 67.31 | 0 | 0 | 0 | 0 | 0 | 0 | 0 | 0 | 0 | 0 | 0 | 0 | 0 | 0 | 0 | 0 | 0 | 0 | 0 | 81.94 | 114.93 | 130.49 | 141.7 | 107.9 | 107.78 | 120.82 | 206.15 | 206.15 | 206.15 | 74 | 74 | 46.39 | 60.26 | 60.26 | 61.83 | 0 | 39.63 | 47.84 | 74 | 74 | 46.39 | 60.26 | 60.26 | 61.83 | 0 | 39.63 | 47.84 | 67.31 | 0
| 2038 | 0 | 0 | 0 | 0 | 0 | 0 | 0 | 0 | 0 | 0 | 0 | 0 | 0 | 0 | 0 | 0 | 0 | 0 | 0 | 0 | 60.26 | 0 | 67.31 | 0 | 0 | 0 | 0 | 0 | 0 | 0 | 0 | 0 | 0 | 0 | 0 | 0 | 0 | 0 | 0 | 0 | 0 | 0 | 81.94 | 114.93 | 130.49 | 141.7 | 107.9 | 107.78 | 120.82 | 206.15 | 206.15 | 206.15 | 74 | 74 | 46.39 | 60.26 | 60.26 | 61.83 | 0 | 39.63 | 47.84 | 74 | 74 | 46.39 | 60.26 | 60.26 | 61.83 | 0 | 39.63 | 47.84 | 67.31 | 0
| 2039 | 0 | 0 | 0 | 0 | 0 | 0 | 0 | 0 | 0 | 0 | 0 | 0 | 0 | 0 | 0 | 0 | 0 | 0 | 0 | 0 | 60.26 | 0 | 67.31 | 0 | 0 | 0 | 0 | 0 | 0 | 0 | 0 | 0 | 0 | 0 | 0 | 0 | 0 | 0 | 0 | 0 | 0 | 0 | 81.94 | 114.93 | 130.49 | 141.7 | 107.9 | 107.78 | 120.82 | 206.15 | 206.15 | 206.15 | 74 | 74 | 46.39 | 60.26 | 60.26 | 61.83 | 0 | 39.63 | 47.84 | 74 | 74 | 46.39 | 60.26 | 60.26 | 61.83 | 0 | 39.63 | 47.84 | 67.31 | 0
| 2040 | 0 | 0 | 0 | 0 | 0 | 0 | 0 | 0 | 0 | 0 | 0 | 0 | 0 | 0 | 0 | 0 | 0 | 0 | 0 | 0 | 60.26 | 0 | 67.31 | 0 | 0 | 0 | 0 | 0 | 0 | 0 | 0 | 0 | 0 | 0 | 0 | 0 | 0 | 0 | 0 | 0 | 0 | 0 | 81.94 | 114.93 | 130.49 | 141.7 | 107.9 | 107.78 | 120.82 | 206.15 | 206.15 | 206.15 | 74 | 74 | 46.39 | 60.26 | 60.26 | 61.83 | 0 | 39.63 | 47.84 | 74 | 74 | 46.39 | 60.26 | 60.26 | 61.83 | 0 | 39.63 | 47.84 | 67.31 | 0
| 2041 | 0 | 0 | 0 | 0 | 0 | 0 | 0 | 0 | 0 | 0 | 0 | 0 | 0 | 0 | 0 | 0 | 0 | 0 | 0 | 0 | 60.26 | 0 | 67.31 | 0 | 0 | 0 | 0 | 0 | 0 | 0 | 0 | 0 | 0 | 0 | 0 | 0 | 0 | 0 | 0 | 0 | 0 | 0 | 81.94 | 114.93 | 130.49 | 141.7 | 107.9 | 107.78 | 120.82 | 206.15 | 206.15 | 206.15 | 74 | 74 | 46.39 | 60.26 | 60.26 | 61.83 | 0 | 39.63 | 47.84 | 74 | 74 | 46.39 | 60.26 | 60.26 | 61.83 | 0 | 39.63 | 47.84 | 67.31 | 0
| 2042 | 0 | 0 | 0 | 0 | 0 | 0 | 0 | 0 | 0 | 0 | 0 | 0 | 0 | 0 | 0 | 0 | 0 | 0 | 0 | 0 | 60.26 | 0 | 67.31 | 0 | 0 | 0 | 0 | 0 | 0 | 0 | 0 | 0 | 0 | 0 | 0 | 0 | 0 | 0 | 0 | 0 | 0 | 0 | 81.94 | 114.93 | 130.49 | 141.7 | 107.9 | 107.78 | 120.82 | 206.15 | 206.15 | 206.15 | 74 | 74 | 46.39 | 60.26 | 60.26 | 61.83 | 0 | 39.63 | 47.84 | 74 | 74 | 46.39 | 60.26 | 60.26 | 61.83 | 0 | 39.63 | 47.84 | 67.31 | 0
| 2043 | 0 | 0 | 0 | 0 | 0 | 0 | 0 | 0 | 0 | 0 | 0 | 0 | 0 | 0 | 0 | 0 | 0 | 0 | 0 | 0 | 60.26 | 0 | 67.31 | 0 | 0 | 0 | 0 | 0 | 0 | 0 | 0 | 0 | 0 | 0 | 0 | 0 | 0 | 0 | 0 | 0 | 0 | 0 | 81.94 | 114.93 | 130.49 | 141.7 | 107.9 | 107.78 | 120.82 | 206.15 | 206.15 | 206.15 | 74 | 74 | 46.39 | 60.26 | 60.26 | 61.83 | 0 | 39.63 | 47.84 | 74 | 74 | 46.39 | 60.26 | 60.26 | 61.83 | 0 | 39.63 | 47.84 | 67.31 | 0
| 2044 | 0 | 0 | 0 | 0 | 0 | 0 | 0 | 0 | 0 | 0 | 0 | 0 | 0 | 0 | 0 | 0 | 0 | 0 | 0 | 0 | 60.26 | 0 | 67.31 | 0 | 0 | 0 | 0 | 0 | 0 | 0 | 0 | 0 | 0 | 0 | 0 | 0 | 0 | 0 | 0 | 0 | 0 | 0 | 81.94 | 114.93 | 130.49 | 141.7 | 107.9 | 107.78 | 120.82 | 206.15 | 206.15 | 206.15 | 74 | 74 | 46.39 | 60.26 | 60.26 | 61.83 | 0 | 39.63 | 47.84 | 74 | 74 | 46.39 | 60.26 | 60.26 | 61.83 | 0 | 39.63 | 47.84 | 67.31 | 0
| 2045 | 0 | 0 | 0 | 0 | 0 | 0 | 0 | 0 | 0 | 0 | 0 | 0 | 0 | 0 | 0 | 0 | 0 | 0 | 0 | 0 | 60.26 | 0 | 67.31 | 0 | 0 | 0 | 0 | 0 | 0 | 0 | 0 | 0 | 0 | 0 | 0 | 0 | 0 | 0 | 0 | 0 | 0 | 0 | 81.94 | 114.93 | 130.49 | 141.7 | 107.9 | 107.78 | 120.82 | 206.15 | 206.15 | 206.15 | 74 | 74 | 46.39 | 60.26 | 60.26 | 61.83 | 0 | 39.63 | 47.84 | 74 | 74 | 46.39 | 60.26 | 60.26 | 61.83 | 0 | 39.63 | 47.84 | 67.31 | 0
| 2046 | 0 | 0 | 0 | 0 | 0 | 0 | 0 | 0 | 0 | 0 | 0 | 0 | 0 | 0 | 0 | 0 | 0 | 0 | 0 | 0 | 60.26 | 0 | 67.31 | 0 | 0 | 0 | 0 | 0 | 0 | 0 | 0 | 0 | 0 | 0 | 0 | 0 | 0 | 0 | 0 | 0 | 0 | 0 | 81.94 | 114.93 | 130.49 | 141.7 | 107.9 | 107.78 | 120.82 | 206.15 | 206.15 | 206.15 | 74 | 74 | 46.39 | 60.26 | 60.26 | 61.83 | 0 | 39.63 | 47.84 | 74 | 74 | 46.39 | 60.26 | 60.26 | 61.83 | 0 | 39.63 | 47.84 | 67.31 | 0
| 2047 | 0 | 0 | 0 | 0 | 0 | 0 | 0 | 0 | 0 | 0 | 0 | 0 | 0 | 0 | 0 | 0 | 0 | 0 | 0 | 0 | 60.26 | 0 | 67.31 | 0 | 0 | 0 | 0 | 0 | 0 | 0 | 0 | 0 | 0 | 0 | 0 | 0 | 0 | 0 | 0 | 0 | 0 | 0 | 81.94 | 114.93 | 130.49 | 141.7 | 107.9 | 107.78 | 120.82 | 206.15 | 206.15 | 206.15 | 74 | 74 | 46.39 | 60.26 | 60.26 | 61.83 | 0 | 39.63 | 47.84 | 74 | 74 | 46.39 | 60.26 | 60.26 | 61.83 | 0 | 39.63 | 47.84 | 67.31 | 0
| 2048 | 0 | 0 | 0 | 0 | 0 | 0 | 0 | 0 | 0 | 0 | 0 | 0 | 0 | 0 | 0 | 0 | 0 | 0 | 0 | 0 | 60.26 | 0 | 67.31 | 0 | 0 | 0 | 0 | 0 | 0 | 0 | 0 | 0 | 0 | 0 | 0 | 0 | 0 | 0 | 0 | 0 | 0 | 0 | 81.94 | 114.93 | 130.49 | 141.7 | 107.9 | 107.78 | 120.82 | 206.15 | 206.15 | 206.15 | 74 | 74 | 46.39 | 60.26 | 60.26 | 61.83 | 0 | 39.63 | 47.84 | 74 | 74 | 46.39 | 60.26 | 60.26 | 61.83 | 0 | 39.63 | 47.84 | 67.31 | 0
| 2049 | 0 | 0 | 0 | 0 | 0 | 0 | 0 | 0 | 0 | 0 | 0 | 0 | 0 | 0 | 0 | 0 | 0 | 0 | 0 | 0 | 60.26 | 0 | 67.31 | 0 | 0 | 0 | 0 | 0 | 0 | 0 | 0 | 0 | 0 | 0 | 0 | 0 | 0 | 0 | 0 | 0 | 0 | 0 | 81.94 | 114.93 | 130.49 | 141.7 | 107.9 | 107.78 | 120.82 | 206.15 | 206.15 | 206.15 | 74 | 74 | 46.39 | 60.26 | 60.26 | 61.83 | 0 | 39.63 | 47.84 | 74 | 74 | 46.39 | 60.26 | 60.26 | 61.83 | 0 | 39.63 | 47.84 | 67.31 | 0
| 2050 | 0 | 0 | 0 | 0 | 0 | 0 | 0 | 0 | 0 | 0 | 0 | 0 | 0 | 0 | 0 | 0 | 0 | 0 | 0 | 0 | 60.26 | 0 | 67.31 | 0 | 0 | 0 | 0 | 0 | 0 | 0 | 0 | 0 | 0 | 0 | 0 | 0 | 0 | 0 | 0 | 0 | 0 | 0 | 81.94 | 114.93 | 130.49 | 141.7 | 107.9 | 107.78 | 120.82 | 206.15 | 206.15 | 206.15 | 74 | 74 | 46.39 | 60.26 | 60.26 | 61.83 | 0 | 39.63 | 47.84 | 74 | 74 | 46.39 | 60.26 | 60.26 | 61.83 | 0 | 39.63 | 47.84 | 67.31 | 0
| 2051 | 0 | 0 | 0 | 0 | 0 | 0 | 0 | 0 | 0 | 0 | 0 | 0 | 0 | 0 | 0 | 0 | 0 | 0 | 0 | 0 | 60.26 | 0 | 67.31 | 0 | 0 | 0 | 0 | 0 | 0 | 0 | 0 | 0 | 0 | 0 | 0 | 0 | 0 | 0 | 0 | 0 | 0 | 0 | 81.94 | 114.93 | 130.49 | 141.7 | 107.9 | 107.78 | 120.82 | 206.15 | 206.15 | 206.15 | 74 | 74 | 46.39 | 60.26 | 60.26 | 61.83 | 0 | 39.63 | 47.84 | 74 | 74 | 46.39 | 60.26 | 60.26 | 61.83 | 0 | 39.63 | 47.84 | 67.31 | 0
| 2052 | 0 | 0 | 0 | 0 | 0 | 0 | 0 | 0 | 0 | 0 | 0 | 0 | 0 | 0 | 0 | 0 | 0 | 0 | 0 | 0 | 60.26 | 0 | 67.31 | 0 | 0 | 0 | 0 | 0 | 0 | 0 | 0 | 0 | 0 | 0 | 0 | 0 | 0 | 0 | 0 | 0 | 0 | 0 | 81.94 | 114.93 | 130.49 | 141.7 | 107.9 | 107.78 | 120.82 | 206.15 | 206.15 | 206.15 | 74 | 74 | 46.39 | 60.26 | 60.26 | 61.83 | 0 | 39.63 | 47.84 | 74 | 74 | 46.39 | 60.26 | 60.26 | 61.83 | 0 | 39.63 | 47.84 | 67.31 | 0
| 2053 | 0 | 0 | 0 | 0 | 0 | 0 | 0 | 0 | 0 | 0 | 0 | 0 | 0 | 0 | 0 | 0 | 0 | 0 | 0 | 0 | 60.26 | 0 | 67.31 | 0 | 0 | 0 | 0 | 0 | 0 | 0 | 0 | 0 | 0 | 0 | 0 | 0 | 0 | 0 | 0 | 0 | 0 | 0 | 81.94 | 114.93 | 130.49 | 141.7 | 107.9 | 107.78 | 120.82 | 206.15 | 206.15 | 206.15 | 74 | 74 | 46.39 | 60.26 | 60.26 | 61.83 | 0 | 39.63 | 47.84 | 74 | 74 | 46.39 | 60.26 | 60.26 | 61.83 | 0 | 39.63 | 47.84 | 67.31 | 0
| 2054 | 0 | 0 | 0 | 0 | 0 | 0 | 0 | 0 | 0 | 0 | 0 | 0 | 0 | 0 | 0 | 0 | 0 | 0 | 0 | 0 | 60.26 | 0 | 67.31 | 0 | 0 | 0 | 0 | 0 | 0 | 0 | 0 | 0 | 0 | 0 | 0 | 0 | 0 | 0 | 0 | 0 | 0 | 0 | 81.94 | 114.93 | 130.49 | 141.7 | 107.9 | 107.78 | 120.82 | 206.15 | 206.15 | 206.15 | 74 | 74 | 46.39 | 60.26 | 60.26 | 61.83 | 0 | 39.63 | 47.84 | 74 | 74 | 46.39 | 60.26 | 60.26 | 61.83 | 0 | 39.63 | 47.84 | 67.31 | 0
| 2055 | 0 | 0 | 0 | 0 | 0 | 0 | 0 | 0 | 0 | 0 | 0 | 0 | 0 | 0 | 0 | 0 | 0 | 0 | 0 | 0 | 60.26 | 0 | 67.31 | 0 | 0 | 0 | 0 | 0 | 0 | 0 | 0 | 0 | 0 | 0 | 0 | 0 | 0 | 0 | 0 | 0 | 0 | 0 | 81.94 | 114.93 | 130.49 | 141.7 | 107.9 | 107.78 | 120.82 | 206.15 | 206.15 | 206.15 | 74 | 74 | 46.39 | 60.26 | 60.26 | 61.83 | 0 | 39.63 | 47.84 | 74 | 74 | 46.39 | 60.26 | 60.26 | 61.83 | 0 | 39.63 | 47.84 | 67.31 | 0
| 2056 | 0 | 0 | 0 | 0 | 0 | 0 | 0 | 0 | 0 | 0 | 0 | 0 | 0 | 0 | 0 | 0 | 0 | 0 | 0 | 0 | 60.26 | 0 | 67.31 | 0 | 0 | 0 | 0 | 0 | 0 | 0 | 0 | 0 | 0 | 0 | 0 | 0 | 0 | 0 | 0 | 0 | 0 | 0 | 81.94 | 114.93 | 130.49 | 141.7 | 107.9 | 107.78 | 120.82 | 206.15 | 206.15 | 206.15 | 74 | 74 | 46.39 | 60.26 | 60.26 | 61.83 | 0 | 39.63 | 47.84 | 74 | 74 | 46.39 | 60.26 | 60.26 | 61.83 | 0 | 39.63 | 47.84 | 67.31 | 0
| 2057 | 0 | 0 | 0 | 0 | 0 | 0 | 0 | 0 | 0 | 0 | 0 | 0 | 0 | 0 | 0 | 0 | 0 | 0 | 0 | 0 | 60.26 | 0 | 67.31 | 0 | 0 | 0 | 0 | 0 | 0 | 0 | 0 | 0 | 0 | 0 | 0 | 0 | 0 | 0 | 0 | 0 | 0 | 0 | 81.94 | 114.93 | 130.49 | 141.7 | 107.9 | 107.78 | 120.82 | 206.15 | 206.15 | 206.15 | 74 | 74 | 46.39 | 60.26 | 60.26 | 61.83 | 0 | 39.63 | 47.84 | 74 | 74 | 46.39 | 60.26 | 60.26 | 61.83 | 0 | 39.63 | 47.84 | 67.31 | 0
| 2058 | 0 | 0 | 0 | 0 | 0 | 0 | 0 | 0 | 0 | 0 | 0 | 0 | 0 | 0 | 0 | 0 | 0 | 0 | 0 | 0 | 60.26 | 0 | 67.31 | 0 | 0 | 0 | 0 | 0 | 0 | 0 | 0 | 0 | 0 | 0 | 0 | 0 | 0 | 0 | 0 | 0 | 0 | 0 | 81.94 | 114.93 | 130.49 | 141.7 | 107.9 | 107.78 | 120.82 | 206.15 | 206.15 | 206.15 | 74 | 74 | 46.39 | 60.26 | 60.26 | 61.83 | 0 | 39.63 | 47.84 | 74 | 74 | 46.39 | 60.26 | 60.26 | 61.83 | 0 | 39.63 | 47.84 | 67.31 | 0
| 2059 | 0 | 0 | 0 | 0 | 0 | 0 | 0 | 0 | 0 | 0 | 0 | 0 | 0 | 0 | 0 | 0 | 0 | 0 | 0 | 0 | 60.26 | 0 | 67.31 | 0 | 0 | 0 | 0 | 0 | 0 | 0 | 0 | 0 | 0 | 0 | 0 | 0 | 0 | 0 | 0 | 0 | 0 | 0 | 81.94 | 114.93 | 130.49 | 141.7 | 107.9 | 107.78 | 120.82 | 206.15 | 206.15 | 206.15 | 74 | 74 | 46.39 | 60.26 | 60.26 | 61.83 | 0 | 39.63 | 47.84 | 74 | 74 | 46.39 | 60.26 | 60.26 | 61.83 | 0 | 39.63 | 47.84 | 67.31 | 0
| 2060 | 0 | 0 | 0 | 0 | 0 | 0 | 0 | 0 | 0 | 0 | 0 | 0 | 0 | 0 | 0 | 0 | 0 | 0 | 0 | 0 | 60.26 | 0 | 67.31 | 0 | 0 | 0 | 0 | 0 | 0 | 0 | 0 | 0 | 0 | 0 | 0 | 0 | 0 | 0 | 0 | 0 | 0 | 0 | 81.94 | 114.93 | 130.49 | 141.7 | 107.9 | 107.78 | 120.82 | 206.15 | 206.15 | 206.15 | 74 | 74 | 46.39 | 60.26 | 60.26 | 61.83 | 0 | 39.63 | 47.84 | 74 | 74 | 46.39 | 60.26 | 60.26 | 61.83 | 0 | 39.63 | 47.84 | 67.31 | 0
8 | Levelized Investment Tax Credit, $/kW-yr
| 2023 | 0 | 0 | 0 | 0 | 0 | 0 | 0 | 0 | 0 | 0 | 0 | 0 | -57.05 | 0 | 0 | 0 | 0 | 0 | 0 | 0 | 0 | 0 | 0 | 0 | -267.39 | -267.39 | -267.39 | -267.39 | 0 | -43.17 | -38.55 | -40.39 | -77.7 | -69.39 | -72.71 | -72.97 | -176.94 | -227.82 | -250.1 | 0 | 0 | 0 | 0 | 0 | 0 | 0 | 0 | 0 | 0 | 0 | 0 | 0 | -257.96 | -257.96 | -257.96 | -257.96 | -291.8 | -278.49 | -291.8 | -291.8 | -269.94 | -429.98 | -429.98 | -429.98 | -429.98 | -486.37 | -464.19 | -486.37 | -486.37 | -449.93 | -446.49 | -678.1
| 2024 | 0 | 0 | 0 | 0 | 0 | 0 | 0 | 0 | 0 | 0 | 0 | 0 | -62.63 | 0 | 0 | 0 | 0 | 0 | 0 | 0 | 0 | 0 | 0 | 0 | -294.17 | -294.17 | -294.17 | -294.17 | 0 | -46.73 | -41.73 | -43.72 | -84.11 | -75.11 | -78.7 | -82.6 | -189.98 | -244.01 | -267.18 | 0 | 0 | 0 | 0 | 0 | 0 | 0 | 0 | 0 | 0 | 0 | 0 | 0 | -281.43 | -281.43 | -281.43 | -281.43 | -318.34 | -303.82 | -318.34 | -318.34 | -294.49 | -455.56 | -455.56 | -455.56 | -455.56 | -515.31 | -491.81 | -515.31 | -515.31 | -476.7 | -473.06 | -691.39
| 2025 | 0 | 0 | 0 | 0 | 0 | 0 | 0 | 0 | 0 | 0 | 0 | 0 | -62.25 | 0 | 0 | 0 | 0 | 0 | 0 | 0 | 0 | 0 | 0 | 0 | -335.33 | -335.33 | -335.33 | -335.33 | -192.97 | -88.34 | -78.89 | -82.66 | -159.02 | -142 | -148.8 | -84.73 | -191.13 | -244.88 | -267.43 | 0 | 0 | 0 | 0 | 0 | 0 | 0 | 0 | 0 | 0 | 0 | 0 | 0 | -282.88 | -282.88 | -282.88 | -282.88 | -319.98 | -305.39 | -319.98 | -319.98 | -296.01 | -451.27 | -451.27 | -451.27 | -451.27 | -510.45 | -487.18 | -510.45 | -510.45 | -472.21 | -468.6 | -666.36
| 2026 | 0 | 0 | 0 | 0 | 0 | 0 | 0 | 0 | 0 | 0 | 0 | 0 | -61.8 | 0 | 0 | 0 | 0 | 0 | 0 | 0 | 0 | 0 | 0 | 0 | -341.87 | -341.87 | -341.87 | -341.87 | -192.51 | -88.5 | -79.04 | -82.82 | -159.31 | -142.26 | -149.07 | -86.68 | -192.24 | -245.66 | -267.56 | 0 | 0 | 0 | 0 | 0 | 0 | 0 | 0 | 0 | 0 | 0 | 0 | 0 | -283.79 | -283.79 | -283.79 | -283.79 | -321.01 | -306.37 | -321.01 | -321.01 | -296.96 | -445.91 | -445.91 | -445.91 | -445.91 | -504.39 | -481.39 | -504.39 | -504.39 | -466.6 | -463.04 | -644.99
| 2027 | 0 | 0 | 0 | 0 | 0 | 0 | 0 | 0 | 0 | 0 | 0 | 0 | -61.29 | 0 | 0 | 0 | 0 | 0 | 0 | 0 | 0 | 0 | 0 | 0 | -348.49 | -348.49 | -348.49 | -348.49 | -194.05 | -88.66 | -79.18 | -82.96 | -159.59 | -142.52 | -149.33 | -88.66 | -193.31 | -246.38 | -267.59 | 0 | 0 | 0 | 0 | 0 | 0 | 0 | 0 | 0 | 0 | 0 | 0 | 0 | -285 | -285 | -285 | -285 | -322.38 | -307.68 | -322.38 | -322.38 | -298.23 | -441.58 | -441.58 | -441.58 | -441.58 | -499.5 | -476.72 | -499.5 | -499.5 | -462.08 | -458.55 | -628.51
| 2028 | 0 | 0 | 0 | 0 | 0 | 0 | 0 | 0 | 0 | 0 | 0 | 0 | -60.49 | 0 | 0 | 0 | 0 | 0 | 0 | 0 | 0 | 0 | 0 | 0 | -353.37 | -353.37 | -353.37 | -353.37 | -195.48 | -88.48 | -79.01 | -82.79 | -159.26 | -142.22 | -149.02 | -90.25 | -193.35 | -245.76 | -266.15 | 0 | 0 | 0 | 0 | 0 | 0 | 0 | 0 | 0 | 0 | 0 | 0 | 0 | -285.19 | -285.19 | -285.19 | -285.19 | -322.59 | -307.89 | -322.59 | -322.59 | -298.43 | -435.87 | -435.87 | -435.87 | -435.87 | -493.04 | -470.56 | -493.04 | -493.04 | -456.1 | -452.62 | -612.38
| 2029 | 0 | 0 | 0 | 0 | 0 | 0 | 0 | 0 | 0 | 0 | 0 | 0 | -59.63 | 0 | 0 | 0 | 0 | 0 | 0 | 0 | 0 | 0 | 0 | 0 | -358.29 | -358.29 | -358.29 | -358.29 | -197.02 | -88.29 | -78.85 | -82.62 | -158.93 | -141.92 | -148.71 | -91.85 | -193.35 | -245.08 | -264.63 | 0 | 0 | 0 | 0 | 0 | 0 | 0 | 0 | 0 | 0 | 0 | 0 | 0 | -285.6 | -285.6 | -285.6 | -285.6 | -323.06 | -308.33 | -323.06 | -323.06 | -298.85 | -430.91 | -430.91 | -430.91 | -430.91 | -487.42 | -465.2 | -487.42 | -487.42 | -450.91 | -447.46 | -598.97
| 2030 | 0 | 0 | 0 | 0 | 0 | 0 | 0 | 0 | 0 | 0 | 0 | 0 | 0 | 0 | 0 | 0 | 0 | 0 | 0 | 0 | 0 | 0 | 0 | 0 | 0 | 0 | 0 | 0 | -195.52 | -46.03 | -41.1 | -43.07 | -82.85 | -73.98 | -77.52 | -91.63 | -191 | -241.41 | -259.86 | 0 | 0 | 0 | 0 | 0 | 0 | 0 | 0 | 0 | 0 | 0 | 0 | 0 | -280.87 | -280.87 | -280.87 | -280.87 | -317.71 | -303.22 | -317.71 | -317.71 | -293.91 | -418.58 | -418.58 | -418.58 | -418.58 | -473.48 | -451.89 | -473.48 | -473.48 | -438.01 | -434.66 | -576.65
| 2031 | 0 | 0 | 0 | 0 | 0 | 0 | 0 | 0 | 0 | 0 | 0 | 0 | 0 | 0 | 0 | 0 | 0 | 0 | 0 | 0 | 0 | 0 | 0 | 0 | 0 | 0 | 0 | 0 | -193.7 | -45.27 | -40.43 | -42.36 | -81.49 | -72.77 | -76.25 | -91.63 | -188.37 | -237.59 | -255.55 | 0 | 0 | 0 | 0 | 0 | 0 | 0 | 0 | 0 | 0 | 0 | 0 | 0 | -277.3 | -277.3 | -277.3 | -277.3 | -313.67 | -299.37 | -313.67 | -313.67 | -290.17 | -409.24 | -409.24 | -409.24 | -409.24 | -462.91 | -441.81 | -462.91 | -462.91 | -428.23 | -424.96 | -559.5
| 2032 | 0 | 0 | 0 | 0 | 0 | 0 | 0 | 0 | 0 | 0 | 0 | 0 | 0 | 0 | 0 | 0 | 0 | 0 | 0 | 0 | 0 | 0 | 0 | 0 | 0 | 0 | 0 | 0 | -192.02 | -44.54 | -39.77 | -41.67 | -80.17 | -71.59 | -75.01 | -91.63 | -185.77 | -233.83 | -251.32 | 0 | 0 | 0 | 0 | 0 | 0 | 0 | 0 | 0 | 0 | 0 | 0 | 0 | -273.94 | -273.94 | -273.94 | -273.94 | -309.87 | -295.74 | -309.87 | -309.87 | -286.66 | -400.54 | -400.54 | -400.54 | -400.54 | -453.07 | -432.42 | -453.07 | -453.07 | -419.13 | -415.93 | -544.04
| 2033 | 0 | 0 | 0 | 0 | 0 | 0 | 0 | 0 | 0 | 0 | 0 | 0 | 0 | 0 | 0 | 0 | 0 | 0 | 0 | 0 | 0 | 0 | 0 | 0 | 0 | 0 | 0 | 0 | -190.61 | -43.81 | -39.13 | -41 | -78.86 | -70.43 | -73.79 | -91.63 | -183.21 | -230.13 | -247.15 | 0 | 0 | 0 | 0 | 0 | 0 | 0 | 0 | 0 | 0 | 0 | 0 | 0 | -270.78 | -270.78 | -270.78 | -270.78 | -306.29 | -292.33 | -306.29 | -306.29 | -283.35 | -392.41 | -392.41 | -392.41 | -392.41 | -443.88 | -423.64 | -443.88 | -443.88 | -410.62 | -407.49 | -529.96
| 2034 | 0 | 0 | 0 | 0 | 0 | 0 | 0 | 0 | 0 | 0 | 0 | 0 | 0 | 0 | 0 | 0 | 0 | 0 | 0 | 0 | 0 | 0 | 0 | 0 | 0 | 0 | 0 | 0 | -189.14 | -43.1 | -38.49 | -40.33 | -77.59 | -69.28 | -72.6 | -91.63 | -180.68 | -226.49 | -243.06 | 0 | 0 | 0 | 0 | 0 | 0 | 0 | 0 | 0 | 0 | 0 | 0 | 0 | -267.79 | -267.79 | -267.79 | -267.79 | -302.91 | -289.1 | -302.91 | -302.91 | -280.22 | -384.78 | -384.78 | -384.78 | -384.78 | -435.24 | -415.4 | -435.24 | -435.24 | -402.64 | -399.56 | -517.06
| 2035 | 0 | 0 | 0 | 0 | 0 | 0 | 0 | 0 | 0 | 0 | 0 | 0 | 0 | 0 | 0 | 0 | 0 | 0 | 0 | 0 | 0 | 0 | 0 | 0 | 0 | 0 | 0 | 0 | -187.71 | -42.41 | -37.87 | -39.68 | -76.33 | -68.16 | -71.43 | -91.63 | -178.19 | -222.91 | -239.03 | 0 | 0 | 0 | 0 | 0 | 0 | 0 | 0 | 0 | 0 | 0 | 0 | 0 | -264.95 | -264.95 | -264.95 | -264.95 | -299.7 | -286.03 | -299.7 | -299.7 | -277.25 | -377.59 | -377.59 | -377.59 | -377.59 | -427.11 | -407.63 | -427.11 | -427.11 | -395.11 | -392.09 | -505.15
| 2036 | 0 | 0 | 0 | 0 | 0 | 0 | 0 | 0 | 0 | 0 | 0 | 0 | 0 | 0 | 0 | 0 | 0 | 0 | 0 | 0 | 0 | 0 | 0 | 0 | 0 | 0 | 0 | 0 | -186.08 | -41.72 | -37.26 | -39.04 | -75.1 | -67.07 | -70.27 | -91.63 | -175.73 | -219.38 | -235.07 | 0 | 0 | 0 | 0 | 0 | 0 | 0 | 0 | 0 | 0 | 0 | 0 | 0 | -263.63 | -263.63 | -263.63 | -263.63 | -298.2 | -284.61 | -298.2 | -298.2 | -275.86 | -375.7 | -375.7 | -375.7 | -375.7 | -424.97 | -405.6 | -424.97 | -424.97 | -393.14 | -390.13 | -502.62
| 2037 | 0 | 0 | 0 | 0 | 0 | 0 | 0 | 0 | 0 | 0 | 0 | 0 | 0 | 0 | 0 | 0 | 0 | 0 | 0 | 0 | 0 | 0 | 0 | 0 | 0 | 0 | 0 | 0 | -146.66 | -32.63 | -29.14 | -30.54 | -58.74 | -52.46 | -54.97 | -74.89 | -140.93 | -175.59 | -188 | 0 | 0 | 0 | 0 | 0 | 0 | 0 | 0 | 0 | 0 | 0 | 0 | 0 | -212.75 | -212.75 | -212.75 | -212.75 | -240.65 | -229.68 | -240.65 | -240.65 | -222.62 | -305.04 | -305.04 | -305.04 | -305.04 | -345.04 | -329.31 | -345.04 | -345.04 | -319.19 | -316.75 | -408.09
| 2038 | 0 | 0 | 0 | 0 | 0 | 0 | 0 | 0 | 0 | 0 | 0 | 0 | 0 | 0 | 0 | 0 | 0 | 0 | 0 | 0 | 0 | 0 | 0 | 0 | 0 | 0 | 0 | 0 | -103.65 | -23.03 | -20.56 | -21.55 | -41.45 | -37.01 | -38.78 | -55.15 | -102.23 | -127.1 | -135.98 | 0 | 0 | 0 | 0 | 0 | 0 | 0 | 0 | 0 | 0 | 0 | 0 | 0 | -154.84 | -154.84 | -154.84 | -154.84 | -175.15 | -167.17 | -175.15 | -175.15 | -162.03 | -223.25 | -223.25 | -223.25 | -223.25 | -252.52 | -241.01 | -252.52 | -252.52 | -233.61 | -231.82 | -298.66
| 2039 | 0 | 0 | 0 | 0 | 0 | 0 | 0 | 0 | 0 | 0 | 0 | 0 | 0 | 0 | 0 | 0 | 0 | 0 | 0 | 0 | 0 | 0 | 0 | 0 | 0 | 0 | 0 | 0 | 0 | 0 | 0 | 0 | 0 | 0 | 0 | 0 | 0 | 0 | 0 | 0 | 0 | 0 | 0 | 0 | 0 | 0 | 0 | 0 | 0 | 0 | 0 | 0 | 0 | 0 | 0 | 0 | 0 | 0 | 0 | 0 | 0 | 0 | 0 | 0 | 0 | 0 | 0 | 0 | 0 | 0 | 0 | 0
| 2040 | 0 | 0 | 0 | 0 | 0 | 0 | 0 | 0 | 0 | 0 | 0 | 0 | 0 | 0 | 0 | 0 | 0 | 0 | 0 | 0 | 0 | 0 | 0 | 0 | 0 | 0 | 0 | 0 | 0 | 0 | 0 | 0 | 0 | 0 | 0 | 0 | 0 | 0 | 0 | 0 | 0 | 0 | 0 | 0 | 0 | 0 | 0 | 0 | 0 | 0 | 0 | 0 | 0 | 0 | 0 | 0 | 0 | 0 | 0 | 0 | 0 | 0 | 0 | 0 | 0 | 0 | 0 | 0 | 0 | 0 | 0 | 0
| 2041 | 0 | 0 | 0 | 0 | 0 | 0 | 0 | 0 | 0 | 0 | 0 | 0 | 0 | 0 | 0 | 0 | 0 | 0 | 0 | 0 | 0 | 0 | 0 | 0 | 0 | 0 | 0 | 0 | 0 | 0 | 0 | 0 | 0 | 0 | 0 | 0 | 0 | 0 | 0 | 0 | 0 | 0 | 0 | 0 | 0 | 0 | 0 | 0 | 0 | 0 | 0 | 0 | 0 | 0 | 0 | 0 | 0 | 0 | 0 | 0 | 0 | 0 | 0 | 0 | 0 | 0 | 0 | 0 | 0 | 0 | 0 | 0
| 2042 | 0 | 0 | 0 | 0 | 0 | 0 | 0 | 0 | 0 | 0 | 0 | 0 | 0 | 0 | 0 | 0 | 0 | 0 | 0 | 0 | 0 | 0 | 0 | 0 | 0 | 0 | 0 | 0 | 0 | 0 | 0 | 0 | 0 | 0 | 0 | 0 | 0 | 0 | 0 | 0 | 0 | 0 | 0 | 0 | 0 | 0 | 0 | 0 | 0 | 0 | 0 | 0 | 0 | 0 | 0 | 0 | 0 | 0 | 0 | 0 | 0 | 0 | 0 | 0 | 0 | 0 | 0 | 0 | 0 | 0 | 0 | 0
| 2043 | 0 | 0 | 0 | 0 | 0 | 0 | 0 | 0 | 0 | 0 | 0 | 0 | 0 | 0 | 0 | 0 | 0 | 0 | 0 | 0 | 0 | 0 | 0 | 0 | 0 | 0 | 0 | 0 | 0 | 0 | 0 | 0 | 0 | 0 | 0 | 0 | 0 | 0 | 0 | 0 | 0 | 0 | 0 | 0 | 0 | 0 | 0 | 0 | 0 | 0 | 0 | 0 | 0 | 0 | 0 | 0 | 0 | 0 | 0 | 0 | 0 | 0 | 0 | 0 | 0 | 0 | 0 | 0 | 0 | 0 | 0 | 0
| 2044 | 0 | 0 | 0 | 0 | 0 | 0 | 0 | 0 | 0 | 0 | 0 | 0 | 0 | 0 | 0 | 0 | 0 | 0 | 0 | 0 | 0 | 0 | 0 | 0 | 0 | 0 | 0 | 0 | 0 | 0 | 0 | 0 | 0 | 0 | 0 | 0 | 0 | 0 | 0 | 0 | 0 | 0 | 0 | 0 | 0 | 0 | 0 | 0 | 0 | 0 | 0 | 0 | 0 | 0 | 0 | 0 | 0 | 0 | 0 | 0 | 0 | 0 | 0 | 0 | 0 | 0 | 0 | 0 | 0 | 0 | 0 | 0
| 2045 | 0 | 0 | 0 | 0 | 0 | 0 | 0 | 0 | 0 | 0 | 0 | 0 | 0 | 0 | 0 | 0 | 0 | 0 | 0 | 0 | 0 | 0 | 0 | 0 | 0 | 0 | 0 | 0 | 0 | 0 | 0 | 0 | 0 | 0 | 0 | 0 | 0 | 0 | 0 | 0 | 0 | 0 | 0 | 0 | 0 | 0 | 0 | 0 | 0 | 0 | 0 | 0 | 0 | 0 | 0 | 0 | 0 | 0 | 0 | 0 | 0 | 0 | 0 | 0 | 0 | 0 | 0 | 0 | 0 | 0 | 0 | 0
| 2046 | 0 | 0 | 0 | 0 | 0 | 0 | 0 | 0 | 0 | 0 | 0 | 0 | 0 | 0 | 0 | 0 | 0 | 0 | 0 | 0 | 0 | 0 | 0 | 0 | 0 | 0 | 0 | 0 | 0 | 0 | 0 | 0 | 0 | 0 | 0 | 0 | 0 | 0 | 0 | 0 | 0 | 0 | 0 | 0 | 0 | 0 | 0 | 0 | 0 | 0 | 0 | 0 | 0 | 0 | 0 | 0 | 0 | 0 | 0 | 0 | 0 | 0 | 0 | 0 | 0 | 0 | 0 | 0 | 0 | 0 | 0 | 0
| 2047 | 0 | 0 | 0 | 0 | 0 | 0 | 0 | 0 | 0 | 0 | 0 | 0 | 0 | 0 | 0 | 0 | 0 | 0 | 0 | 0 | 0 | 0 | 0 | 0 | 0 | 0 | 0 | 0 | 0 | 0 | 0 | 0 | 0 | 0 | 0 | 0 | 0 | 0 | 0 | 0 | 0 | 0 | 0 | 0 | 0 | 0 | 0 | 0 | 0 | 0 | 0 | 0 | 0 | 0 | 0 | 0 | 0 | 0 | 0 | 0 | 0 | 0 | 0 | 0 | 0 | 0 | 0 | 0 | 0 | 0 | 0 | 0
| 2048 | 0 | 0 | 0 | 0 | 0 | 0 | 0 | 0 | 0 | 0 | 0 | 0 | 0 | 0 | 0 | 0 | 0 | 0 | 0 | 0 | 0 | 0 | 0 | 0 | 0 | 0 | 0 | 0 | 0 | 0 | 0 | 0 | 0 | 0 | 0 | 0 | 0 | 0 | 0 | 0 | 0 | 0 | 0 | 0 | 0 | 0 | 0 | 0 | 0 | 0 | 0 | 0 | 0 | 0 | 0 | 0 | 0 | 0 | 0 | 0 | 0 | 0 | 0 | 0 | 0 | 0 | 0 | 0 | 0 | 0 | 0 | 0
| 2049 | 0 | 0 | 0 | 0 | 0 | 0 | 0 | 0 | 0 | 0 | 0 | 0 | 0 | 0 | 0 | 0 | 0 | 0 | 0 | 0 | 0 | 0 | 0 | 0 | 0 | 0 | 0 | 0 | 0 | 0 | 0 | 0 | 0 | 0 | 0 | 0 | 0 | 0 | 0 | 0 | 0 | 0 | 0 | 0 | 0 | 0 | 0 | 0 | 0 | 0 | 0 | 0 | 0 | 0 | 0 | 0 | 0 | 0 | 0 | 0 | 0 | 0 | 0 | 0 | 0 | 0 | 0 | 0 | 0 | 0 | 0 | 0
| 2050 | 0 | 0 | 0 | 0 | 0 | 0 | 0 | 0 | 0 | 0 | 0 | 0 | 0 | 0 | 0 | 0 | 0 | 0 | 0 | 0 | 0 | 0 | 0 | 0 | 0 | 0 | 0 | 0 | 0 | 0 | 0 | 0 | 0 | 0 | 0 | 0 | 0 | 0 | 0 | 0 | 0 | 0 | 0 | 0 | 0 | 0 | 0 | 0 | 0 | 0 | 0 | 0 | 0 | 0 | 0 | 0 | 0 | 0 | 0 | 0 | 0 | 0 | 0 | 0 | 0 | 0 | 0 | 0 | 0 | 0 | 0 | 0
| 2051 | 0 | 0 | 0 | 0 | 0 | 0 | 0 | 0 | 0 | 0 | 0 | 0 | 0 | 0 | 0 | 0 | 0 | 0 | 0 | 0 | 0 | 0 | 0 | 0 | 0 | 0 | 0 | 0 | 0 | 0 | 0 | 0 | 0 | 0 | 0 | 0 | 0 | 0 | 0 | 0 | 0 | 0 | 0 | 0 | 0 | 0 | 0 | 0 | 0 | 0 | 0 | 0 | 0 | 0 | 0 | 0 | 0 | 0 | 0 | 0 | 0 | 0 | 0 | 0 | 0 | 0 | 0 | 0 | 0 | 0 | 0 | 0
| 2052 | 0 | 0 | 0 | 0 | 0 | 0 | 0 | 0 | 0 | 0 | 0 | 0 | 0 | 0 | 0 | 0 | 0 | 0 | 0 | 0 | 0 | 0 | 0 | 0 | 0 | 0 | 0 | 0 | 0 | 0 | 0 | 0 | 0 | 0 | 0 | 0 | 0 | 0 | 0 | 0 | 0 | 0 | 0 | 0 | 0 | 0 | 0 | 0 | 0 | 0 | 0 | 0 | 0 | 0 | 0 | 0 | 0 | 0 | 0 | 0 | 0 | 0 | 0 | 0 | 0 | 0 | 0 | 0 | 0 | 0 | 0 | 0
| 2053 | 0 | 0 | 0 | 0 | 0 | 0 | 0 | 0 | 0 | 0 | 0 | 0 | 0 | 0 | 0 | 0 | 0 | 0 | 0 | 0 | 0 | 0 | 0 | 0 | 0 | 0 | 0 | 0 | 0 | 0 | 0 | 0 | 0 | 0 | 0 | 0 | 0 | 0 | 0 | 0 | 0 | 0 | 0 | 0 | 0 | 0 | 0 | 0 | 0 | 0 | 0 | 0 | 0 | 0 | 0 | 0 | 0 | 0 | 0 | 0 | 0 | 0 | 0 | 0 | 0 | 0 | 0 | 0 | 0 | 0 | 0 | 0
| 2054 | 0 | 0 | 0 | 0 | 0 | 0 | 0 | 0 | 0 | 0 | 0 | 0 | 0 | 0 | 0 | 0 | 0 | 0 | 0 | 0 | 0 | 0 | 0 | 0 | 0 | 0 | 0 | 0 | 0 | 0 | 0 | 0 | 0 | 0 | 0 | 0 | 0 | 0 | 0 | 0 | 0 | 0 | 0 | 0 | 0 | 0 | 0 | 0 | 0 | 0 | 0 | 0 | 0 | 0 | 0 | 0 | 0 | 0 | 0 | 0 | 0 | 0 | 0 | 0 | 0 | 0 | 0 | 0 | 0 | 0 | 0 | 0
| 2055 | 0 | 0 | 0 | 0 | 0 | 0 | 0 | 0 | 0 | 0 | 0 | 0 | 0 | 0 | 0 | 0 | 0 | 0 | 0 | 0 | 0 | 0 | 0 | 0 | 0 | 0 | 0 | 0 | 0 | 0 | 0 | 0 | 0 | 0 | 0 | 0 | 0 | 0 | 0 | 0 | 0 | 0 | 0 | 0 | 0 | 0 | 0 | 0 | 0 | 0 | 0 | 0 | 0 | 0 | 0 | 0 | 0 | 0 | 0 | 0 | 0 | 0 | 0 | 0 | 0 | 0 | 0 | 0 | 0 | 0 | 0 | 0
| 2056 | 0 | 0 | 0 | 0 | 0 | 0 | 0 | 0 | 0 | 0 | 0 | 0 | 0 | 0 | 0 | 0 | 0 | 0 | 0 | 0 | 0 | 0 | 0 | 0 | 0 | 0 | 0 | 0 | 0 | 0 | 0 | 0 | 0 | 0 | 0 | 0 | 0 | 0 | 0 | 0 | 0 | 0 | 0 | 0 | 0 | 0 | 0 | 0 | 0 | 0 | 0 | 0 | 0 | 0 | 0 | 0 | 0 | 0 | 0 | 0 | 0 | 0 | 0 | 0 | 0 | 0 | 0 | 0 | 0 | 0 | 0 | 0
| 2057 | 0 | 0 | 0 | 0 | 0 | 0 | 0 | 0 | 0 | 0 | 0 | 0 | 0 | 0 | 0 | 0 | 0 | 0 | 0 | 0 | 0 | 0 | 0 | 0 | 0 | 0 | 0 | 0 | 0 | 0 | 0 | 0 | 0 | 0 | 0 | 0 | 0 | 0 | 0 | 0 | 0 | 0 | 0 | 0 | 0 | 0 | 0 | 0 | 0 | 0 | 0 | 0 | 0 | 0 | 0 | 0 | 0 | 0 | 0 | 0 | 0 | 0 | 0 | 0 | 0 | 0 | 0 | 0 | 0 | 0 | 0 | 0
| 2058 | 0 | 0 | 0 | 0 | 0 | 0 | 0 | 0 | 0 | 0 | 0 | 0 | 0 | 0 | 0 | 0 | 0 | 0 | 0 | 0 | 0 | 0 | 0 | 0 | 0 | 0 | 0 | 0 | 0 | 0 | 0 | 0 | 0 | 0 | 0 | 0 | 0 | 0 | 0 | 0 | 0 | 0 | 0 | 0 | 0 | 0 | 0 | 0 | 0 | 0 | 0 | 0 | 0 | 0 | 0 | 0 | 0 | 0 | 0 | 0 | 0 | 0 | 0 | 0 | 0 | 0 | 0 | 0 | 0 | 0 | 0 | 0
| 2059 | 0 | 0 | 0 | 0 | 0 | 0 | 0 | 0 | 0 | 0 | 0 | 0 | 0 | 0 | 0 | 0 | 0 | 0 | 0 | 0 | 0 | 0 | 0 | 0 | 0 | 0 | 0 | 0 | 0 | 0 | 0 | 0 | 0 | 0 | 0 | 0 | 0 | 0 | 0 | 0 | 0 | 0 | 0 | 0 | 0 | 0 | 0 | 0 | 0 | 0 | 0 | 0 | 0 | 0 | 0 | 0 | 0 | 0 | 0 | 0 | 0 | 0 | 0 | 0 | 0 | 0 | 0 | 0 | 0 | 0 | 0 | 0
| 2060 | 0 | 0 | 0 | 0 | 0 | 0 | 0 | 0 | 0 | 0 | 0 | 0 | 0 | 0 | 0 | 0 | 0 | 0 | 0 | 0 | 0 | 0 | 0 | 0 | 0 | 0 | 0 | 0 | 0 | 0 | 0 | 0 | 0 | 0 | 0 | 0 | 0 | 0 | 0 | 0 | 0 | 0 | 0 | 0 | 0 | 0 | 0 | 0 | 0 | 0 | 0 | 0 | 0 | 0 | 0 | 0 | 0 | 0 | 0 | 0 | 0 | 0 | 0 | 0 | 0 | 0 | 0 | 0 | 0 | 0 | 0 | 0
9 | Fixed O&M, $/kW-yr
| 2023 | 30.88 | 30.88 | 30.88 | 30.88 | 30.88 | 30.88 | 30.88 | 30.88 | 19.94 | 30.88 | 19.86 | 19.86 | 31.34 | 37.66 | 28.25 | 37.66 | 37.66 | 37.66 | 37.66 | 37.66 | 37.66 | 37.66 | 28.08 | 37.66 | 71.07 | 71.07 | 71.07 | 71.07 | 167.67 | 45.51 | 44.59 | 44.43 | 82.45 | 80.77 | 80.49 | 19.59 | 23.78 | 30.9 | 60.59 | 32.07 | 26.22 | 39.9 | 25.01 | 25.01 | 25.01 | 25.01 | 25.01 | 25.21 | 25.21 | 25.21 | 25.21 | 25.21 | 146.31 | 146.31 | 146.31 | 146.31 | 165.99 | 145.12 | 165.99 | 165.99 | 145.01 | 185.29 | 185.29 | 185.29 | 185.29 | 210.22 | 183.79 | 210.22 | 210.22 | 183.65 | 181.86 | 236.47
| 2024 | 33.47 | 33.47 | 33.47 | 33.47 | 33.47 | 33.47 | 33.47 | 33.47 | 21.61 | 33.47 | 21.53 | 21.53 | 34.18 | 41.83 | 31.37 | 41.83 | 41.83 | 41.83 | 41.83 | 41.83 | 41.83 | 41.83 | 31.19 | 41.83 | 77.22 | 77.22 | 77.22 | 77.22 | 180.24 | 45.97 | 45.03 | 44.87 | 82.93 | 81.24 | 80.95 | 21.91 | 25.17 | 32.76 | 64.36 | 35.4 | 28.97 | 44.09 | 27.78 | 27.78 | 27.78 | 27.78 | 27.78 | 28 | 28 | 28 | 28 | 28 | 158.82 | 158.82 | 158.82 | 158.82 | 180.18 | 157.53 | 180.18 | 180.18 | 157.41 | 198.33 | 198.33 | 198.33 | 198.33 | 225.01 | 196.72 | 225.01 | 225.01 | 196.57 | 194.66 | 251.52
| 2025 | 32.91 | 32.91 | 32.91 | 32.91 | 32.91 | 32.91 | 32.91 | 32.91 | 21.25 | 32.91 | 21.16 | 21.16 | 33.8 | 41.83 | 31.38 | 41.83 | 41.83 | 41.83 | 41.83 | 41.83 | 41.83 | 41.83 | 31.2 | 41.83 | 77.86 | 77.86 | 77.86 | 77.86 | 179.33 | 40.62 | 39.8 | 39.66 | 73.09 | 71.6 | 71.35 | 22.18 | 24.98 | 32.59 | 64.13 | 35.5 | 29.19 | 44.43 | 27.79 | 27.79 | 27.79 | 27.79 | 27.79 | 28 | 28 | 28 | 28 | 28 | 158.22 | 158.22 | 158.22 | 158.22 | 179.51 | 156.94 | 179.51 | 179.51 | 156.82 | 196.92 | 196.92 | 196.92 | 196.92 | 223.41 | 195.32 | 223.41 | 223.41 | 195.17 | 193.27 | 248.1
| 2026 | 32.38 | 32.38 | 32.38 | 32.38 | 32.38 | 32.38 | 32.38 | 32.38 | 20.91 | 32.38 | 20.82 | 20.82 | 33.44 | 41.92 | 31.44 | 41.92 | 41.92 | 41.92 | 41.92 | 41.92 | 41.92 | 41.92 | 31.26 | 41.92 | 78.58 | 78.58 | 78.58 | 78.58 | 181.21 | 39.69 | 38.88 | 38.75 | 71.12 | 69.67 | 69.43 | 22.47 | 24.81 | 32.44 | 63.96 | 35.53 | 29.46 | 44.84 | 27.84 | 27.84 | 27.84 | 27.84 | 27.84 | 28.06 | 28.06 | 28.06 | 28.06 | 28.06 | 157.78 | 157.78 | 157.78 | 157.78 | 179.01 | 156.5 | 179.01 | 179.01 | 156.39 | 195.69 | 195.69 | 195.69 | 195.69 | 222.01 | 194.1 | 222.01 | 222.01 | 193.96 | 192.07 | 244.88
| 2027 | 31.88 | 31.88 | 31.88 | 31.88 | 31.88 | 31.88 | 31.88 | 31.88 | 20.59 | 31.88 | 20.5 | 20.5 | 33.11 | 42.06 | 31.55 | 42.06 | 42.06 | 42.06 | 42.06 | 42.06 | 42.06 | 42.06 | 31.37 | 42.06 | 79.41 | 79.41 | 79.41 | 79.41 | 183.37 | 38.79 | 38 | 37.87 | 69.2 | 67.79 | 67.55 | 22.8 | 24.67 | 32.34 | 63.87 | 35.72 | 29.65 | 45.13 | 27.93 | 27.93 | 27.93 | 27.93 | 27.93 | 28.15 | 28.15 | 28.15 | 28.15 | 28.15 | 157.52 | 157.52 | 157.52 | 157.52 | 178.71 | 156.25 | 178.71 | 178.71 | 156.13 | 194.67 | 194.67 | 194.67 | 194.67 | 220.86 | 193.09 | 220.86 | 220.86 | 192.95 | 191.07 | 241.89
| 2028 | 31.42 | 31.42 | 31.42 | 31.42 | 31.42 | 31.42 | 31.42 | 31.42 | 20.29 | 31.42 | 20.21 | 20.21 | 32.82 | 42.26 | 31.7 | 42.26 | 42.26 | 42.26 | 42.26 | 42.26 | 42.26 | 42.26 | 31.52 | 42.26 | 80.38 | 80.38 | 80.38 | 80.38 | 185.85 | 37.92 | 37.15 | 37.02 | 67.33 | 65.96 | 65.73 | 23.17 | 24.57 | 32.28 | 63.87 | 35.85 | 30.01 | 45.67 | 28.07 | 28.07 | 28.07 | 28.07 | 28.07 | 28.29 | 28.29 | 28.29 | 28.29 | 28.29 | 157.47 | 157.47 | 157.47 | 157.47 | 178.66 | 156.2 | 178.66 | 178.66 | 156.08 | 193.9 | 193.9 | 193.9 | 193.9 | 219.99 | 192.33 | 219.99 | 219.99 | 192.19 | 190.32 | 239.17
| 2029 | 31.01 | 31.01 | 31.01 | 31.01 | 31.01 | 31.01 | 31.01 | 31.01 | 20.02 | 31.01 | 19.94 | 19.94 | 32.56 | 42.54 | 31.91 | 42.54 | 42.54 | 42.54 | 42.54 | 42.54 | 42.54 | 42.54 | 31.73 | 42.54 | 81.5 | 81.5 | 81.5 | 81.5 | 188.7 | 37.1 | 36.34 | 36.21 | 65.51 | 64.18 | 63.95 | 23.58 | 24.51 | 32.27 | 63.98 | 36.14 | 30.3 | 46.11 | 28.26 | 28.26 | 28.26 | 28.26 | 28.26 | 28.48 | 28.48 | 28.48 | 28.48 | 28.48 | 157.66 | 157.66 | 157.66 | 157.66 | 178.87 | 156.38 | 178.87 | 178.87 | 156.26 | 193.43 | 193.43 | 193.43 | 193.43 | 219.45 | 191.86 | 219.45 | 219.45 | 191.71 | 189.85 | 236.77
| 2030 | 30.01 | 30.01 | 30.01 | 30.01 | 30.01 | 30.01 | 30.01 | 30.01 | 19.38 | 30.01 | 19.3 | 19.3 | 31.72 | 41.97 | 31.48 | 41.97 | 41.97 | 41.97 | 41.97 | 41.97 | 41.97 | 41.97 | 31.3 | 41.97 | 81.5 | 81.5 | 81.5 | 81.5 | 188.7 | 35.72 | 34.99 | 34.87 | 62.72 | 61.44 | 61.22 | 23.58 | 24.14 | 31.87 | 63.31 | 35.8 | 30.17 | 45.92 | 27.88 | 27.88 | 27.88 | 27.88 | 27.88 | 28.09 | 28.09 | 28.09 | 28.09 | 28.09 | 155.35 | 155.35 | 155.35 | 155.35 | 176.25 | 154.09 | 176.25 | 176.25 | 153.98 | 190.25 | 190.25 | 190.25 | 190.25 | 215.85 | 188.71 | 215.85 | 215.85 | 188.57 | 186.73 | 231.03
| 2031 | 29.01 | 29.01 | 29.01 | 29.01 | 29.01 | 29.01 | 29.01 | 29.01 | 18.73 | 29.01 | 18.66 | 18.66 | 30.87 | 41.69 | 31.27 | 41.69 | 41.69 | 41.69 | 41.69 | 41.69 | 41.69 | 41.69 | 31.09 | 41.69 | 79.09 | 79.09 | 79.09 | 79.09 | 188.7 | 35.17 | 34.45 | 34.33 | 61.67 | 60.42 | 60.2 | 23.58 | 24.14 | 31.87 | 63.31 | 35.35 | 29.93 | 45.56 | 27.69 | 27.69 | 27.69 | 27.69 | 27.69 | 27.9 | 27.9 | 27.9 | 27.9 | 27.9 | 153.04 | 153.04 | 153.04 | 153.04 | 173.63 | 151.8 | 173.63 | 173.63 | 151.69 | 187.08 | 187.08 | 187.08 | 187.08 | 212.25 | 185.56 | 212.25 | 212.25 | 185.42 | 183.62 | 225.3
| 2032 | 28.02 | 28.02 | 28.02 | 28.02 | 28.02 | 28.02 | 28.02 | 28.02 | 18.09 | 28.02 | 18.02 | 18.02 | 30.02 | 41.4 | 31.05 | 41.4 | 41.4 | 41.4 | 41.4 | 41.4 | 41.4 | 41.4 | 30.87 | 41.4 | 77.71 | 77.71 | 77.71 | 77.71 | 188.7 | 34.62 | 33.91 | 33.79 | 60.63 | 59.4 | 59.19 | 23.58 | 24.14 | 31.87 | 63.31 | 35.02 | 29.81 | 45.37 | 27.5 | 27.5 | 27.5 | 27.5 | 27.5 | 27.71 | 27.71 | 27.71 | 27.71 | 27.71 | 150.74 | 150.74 | 150.74 | 150.74 | 171.02 | 149.52 | 171.02 | 171.02 | 149.4 | 183.9 | 183.9 | 183.9 | 183.9 | 208.64 | 182.41 | 208.64 | 208.64 | 182.28 | 180.5 | 219.57
| 2033 | 27.03 | 27.03 | 27.03 | 27.03 | 27.03 | 27.03 | 27.03 | 27.03 | 17.45 | 27.03 | 17.38 | 17.38 | 29.17 | 41.11 | 30.83 | 41.11 | 41.11 | 41.11 | 41.11 | 41.11 | 41.11 | 41.11 | 30.66 | 41.11 | 76.75 | 76.75 | 76.75 | 76.75 | 188.7 | 34.07 | 33.37 | 33.25 | 59.59 | 58.38 | 58.17 | 23.58 | 24.14 | 31.87 | 63.31 | 34.57 | 29.57 | 45 | 27.31 | 27.31 | 27.31 | 27.31 | 27.31 | 27.52 | 27.52 | 27.52 | 27.52 | 27.52 | 148.43 | 148.43 | 148.43 | 148.43 | 168.4 | 147.23 | 168.4 | 168.4 | 147.11 | 180.73 | 180.73 | 180.73 | 180.73 | 205.04 | 179.27 | 205.04 | 205.04 | 179.13 | 177.39 | 213.84
| 2034 | 26.04 | 26.04 | 26.04 | 26.04 | 26.04 | 26.04 | 26.04 | 26.04 | 16.82 | 26.04 | 16.75 | 16.75 | 28.32 | 40.82 | 30.62 | 40.82 | 40.82 | 40.82 | 40.82 | 40.82 | 40.82 | 40.82 | 30.44 | 40.82 | 76.03 | 76.03 | 76.03 | 76.03 | 188.7 | 33.51 | 32.83 | 32.72 | 58.55 | 57.36 | 57.15 | 23.58 | 24.14 | 31.87 | 63.31 | 34.23 | 29.45 | 44.82 | 27.11 | 27.11 | 27.11 | 27.11 | 27.11 | 27.32 | 27.32 | 27.32 | 27.32 | 27.32 | 146.12 | 146.12 | 146.12 | 146.12 | 165.78 | 144.94 | 165.78 | 165.78 | 144.83 | 177.56 | 177.56 | 177.56 | 177.56 | 201.44 | 176.12 | 201.44 | 201.44 | 175.98 | 174.27 | 208.1
| 2035 | 25.06 | 25.06 | 25.06 | 25.06 | 25.06 | 25.06 | 25.06 | 25.06 | 16.18 | 25.06 | 16.12 | 16.12 | 27.48 | 40.54 | 30.4 | 40.54 | 40.54 | 40.54 | 40.54 | 40.54 | 40.54 | 40.54 | 30.23 | 40.54 | 75.46 | 75.46 | 75.46 | 75.46 | 188.7 | 32.96 | 32.29 | 32.18 | 57.51 | 56.34 | 56.14 | 23.58 | 24.14 | 31.87 | 63.31 | 33.89 | 29.21 | 44.45 | 26.92 | 26.92 | 26.92 | 26.92 | 26.92 | 27.13 | 27.13 | 27.13 | 27.13 | 27.13 | 143.81 | 143.81 | 143.81 | 143.81 | 163.16 | 142.65 | 163.16 | 163.16 | 142.54 | 174.38 | 174.38 | 174.38 | 174.38 | 197.84 | 172.97 | 197.84 | 197.84 | 172.84 | 171.16 | 202.37
| 2036 | 24.8 | 24.8 | 24.8 | 24.8 | 24.8 | 24.8 | 24.8 | 24.8 | 16.02 | 24.8 | 15.95 | 15.95 | 27.13 | 40.25 | 30.19 | 40.25 | 40.25 | 40.25 | 40.25 | 40.25 | 40.25 | 40.25 | 30.02 | 40.25 | 74.19 | 74.19 | 74.19 | 74.19 | 188.7 | 32.41 | 31.75 | 31.64 | 56.47 | 55.32 | 55.12 | 23.58 | 24.14 | 31.87 | 63.31 | 33.55 | 29.09 | 44.27 | 26.73 | 26.73 | 26.73 | 26.73 | 26.73 | 26.94 | 26.94 | 26.94 | 26.94 | 26.94 | 143.81 | 143.81 | 143.81 | 143.81 | 163.16 | 142.65 | 163.16 | 163.16 | 142.54 | 174.38 | 174.38 | 174.38 | 174.38 | 197.84 | 172.97 | 197.84 | 197.84 | 172.84 | 171.16 | 202.37
| 2037 | 24.55 | 24.55 | 24.55 | 24.55 | 24.55 | 24.55 | 24.55 | 24.55 | 15.85 | 24.55 | 15.79 | 15.79 | 26.78 | 39.96 | 29.97 | 39.96 | 39.96 | 39.96 | 39.96 | 39.96 | 39.96 | 39.96 | 29.8 | 39.96 | 73.34 | 73.34 | 73.34 | 73.34 | 188.7 | 31.86 | 31.21 | 31.1 | 55.43 | 54.3 | 54.11 | 23.64 | 24.14 | 31.87 | 63.31 | 33.33 | 28.85 | 43.9 | 26.54 | 26.54 | 26.54 | 26.54 | 26.54 | 26.75 | 26.75 | 26.75 | 26.75 | 26.75 | 143.81 | 143.81 | 143.81 | 143.81 | 163.16 | 142.65 | 163.16 | 163.16 | 142.54 | 174.38 | 174.38 | 174.38 | 174.38 | 197.84 | 172.97 | 197.84 | 197.84 | 172.84 | 171.16 | 202.37
| 2038 | 24.3 | 24.3 | 24.3 | 24.3 | 24.3 | 24.3 | 24.3 | 24.3 | 15.69 | 24.3 | 15.63 | 15.63 | 26.43 | 39.67 | 29.76 | 39.67 | 39.67 | 39.67 | 39.67 | 39.67 | 39.67 | 39.67 | 29.59 | 39.67 | 72.72 | 72.72 | 72.72 | 72.72 | 188.7 | 31.31 | 30.67 | 30.57 | 54.39 | 53.28 | 53.09 | 23.69 | 24.14 | 31.87 | 63.31 | 33.1 | 28.73 | 43.72 | 26.35 | 26.35 | 26.35 | 26.35 | 26.35 | 26.55 | 26.55 | 26.55 | 26.55 | 26.55 | 143.81 | 143.81 | 143.81 | 143.81 | 163.16 | 142.65 | 163.16 | 163.16 | 142.54 | 174.38 | 174.38 | 174.38 | 174.38 | 197.84 | 172.97 | 197.84 | 197.84 | 172.84 | 171.16 | 202.37
| 2039 | 24.04 | 24.04 | 24.04 | 24.04 | 24.04 | 24.04 | 24.04 | 24.04 | 15.52 | 24.04 | 15.46 | 15.46 | 26.09 | 39.38 | 29.54 | 39.38 | 39.38 | 39.38 | 39.38 | 39.38 | 39.38 | 39.38 | 29.37 | 39.38 | 72.22 | 72.22 | 72.22 | 72.22 | 188.7 | 30.76 | 30.13 | 30.03 | 53.35 | 52.27 | 52.08 | 23.76 | 24.14 | 31.87 | 63.31 | 32.88 | 28.61 | 43.54 | 26.16 | 26.16 | 26.16 | 26.16 | 26.16 | 26.36 | 26.36 | 26.36 | 26.36 | 26.36 | 143.81 | 143.81 | 143.81 | 143.81 | 163.16 | 142.65 | 163.16 | 163.16 | 142.54 | 174.38 | 174.38 | 174.38 | 174.38 | 197.84 | 172.97 | 197.84 | 197.84 | 172.84 | 171.16 | 202.37
| 2040 | 23.79 | 23.79 | 23.79 | 23.79 | 23.79 | 23.79 | 23.79 | 23.79 | 15.36 | 23.79 | 15.3 | 15.3 | 25.74 | 39.1 | 29.32 | 39.1 | 39.1 | 39.1 | 39.1 | 39.1 | 39.1 | 39.1 | 29.16 | 39.1 | 71.81 | 71.81 | 71.81 | 71.81 | 188.7 | 30.21 | 29.59 | 29.49 | 52.32 | 51.25 | 51.07 | 23.76 | 24.14 | 31.87 | 63.31 | 32.65 | 28.36 | 43.17 | 25.97 | 25.97 | 25.97 | 25.97 | 25.97 | 26.17 | 26.17 | 26.17 | 26.17 | 26.17 | 143.81 | 143.81 | 143.81 | 143.81 | 163.16 | 142.65 | 163.16 | 163.16 | 142.54 | 174.38 | 174.38 | 174.38 | 174.38 | 197.84 | 172.97 | 197.84 | 197.84 | 172.84 | 171.16 | 202.37
| 2041 | 23.54 | 23.54 | 23.54 | 23.54 | 23.54 | 23.54 | 23.54 | 23.54 | 15.2 | 23.54 | 15.14 | 15.14 | 25.39 | 38.81 | 29.11 | 38.81 | 38.81 | 38.81 | 38.81 | 38.81 | 38.81 | 38.81 | 28.94 | 38.81 | 71.47 | 71.47 | 71.47 | 71.47 | 188.7 | 29.66 | 29.05 | 28.95 | 51.28 | 50.23 | 50.06 | 23.76 | 24.14 | 31.87 | 63.31 | 32.31 | 28.24 | 42.98 | 25.78 | 25.78 | 25.78 | 25.78 | 25.78 | 25.98 | 25.98 | 25.98 | 25.98 | 25.98 | 143.81 | 143.81 | 143.81 | 143.81 | 163.16 | 142.65 | 163.16 | 163.16 | 142.54 | 174.38 | 174.38 | 174.38 | 174.38 | 197.84 | 172.97 | 197.84 | 197.84 | 172.84 | 171.16 | 202.37
| 2042 | 23.29 | 23.29 | 23.29 | 23.29 | 23.29 | 23.29 | 23.29 | 23.29 | 15.04 | 23.29 | 14.98 | 14.98 | 25.04 | 38.52 | 28.89 | 38.52 | 38.52 | 38.52 | 38.52 | 38.52 | 38.52 | 38.52 | 28.73 | 38.52 | 71.17 | 71.17 | 71.17 | 71.17 | 188.7 | 29.11 | 28.52 | 28.42 | 50.24 | 49.22 | 49.04 | 23.76 | 24.14 | 31.87 | 63.31 | 32.09 | 28 | 42.62 | 25.59 | 25.59 | 25.59 | 25.59 | 25.59 | 25.78 | 25.78 | 25.78 | 25.78 | 25.78 | 143.81 | 143.81 | 143.81 | 143.81 | 163.16 | 142.65 | 163.16 | 163.16 | 142.54 | 174.38 | 174.38 | 174.38 | 174.38 | 197.84 | 172.97 | 197.84 | 197.84 | 172.84 | 171.16 | 202.37
| 2043 | 23.04 | 23.04 | 23.04 | 23.04 | 23.04 | 23.04 | 23.04 | 23.04 | 14.87 | 23.04 | 14.82 | 14.82 | 24.7 | 38.23 | 28.68 | 38.23 | 38.23 | 38.23 | 38.23 | 38.23 | 38.23 | 38.23 | 28.51 | 38.23 | 70.91 | 70.91 | 70.91 | 70.91 | 188.7 | 28.56 | 27.98 | 27.88 | 49.21 | 48.2 | 48.03 | 23.76 | 24.14 | 31.87 | 63.31 | 31.86 | 27.88 | 42.43 | 25.4 | 25.4 | 25.4 | 25.4 | 25.4 | 25.59 | 25.59 | 25.59 | 25.59 | 25.59 | 143.81 | 143.81 | 143.81 | 143.81 | 163.16 | 142.65 | 163.16 | 163.16 | 142.54 | 174.38 | 174.38 | 174.38 | 174.38 | 197.84 | 172.97 | 197.84 | 197.84 | 172.84 | 171.16 | 202.37
| 2044 | 22.79 | 22.79 | 22.79 | 22.79 | 22.79 | 22.79 | 22.79 | 22.79 | 14.71 | 22.79 | 14.65 | 14.65 | 24.35 | 37.95 | 28.46 | 37.95 | 37.95 | 37.95 | 37.95 | 37.95 | 37.95 | 37.95 | 28.3 | 37.95 | 70.68 | 70.68 | 70.68 | 70.68 | 188.7 | 28.01 | 27.44 | 27.34 | 48.17 | 47.19 | 47.02 | 23.76 | 24.14 | 31.87 | 63.31 | 31.64 | 27.64 | 42.07 | 25.2 | 25.2 | 25.2 | 25.2 | 25.2 | 25.4 | 25.4 | 25.4 | 25.4 | 25.4 | 143.81 | 143.81 | 143.81 | 143.81 | 163.16 | 142.65 | 163.16 | 163.16 | 142.54 | 174.38 | 174.38 | 174.38 | 174.38 | 197.84 | 172.97 | 197.84 | 197.84 | 172.84 | 171.16 | 202.37
| 2045 | 22.54 | 22.54 | 22.54 | 22.54 | 22.54 | 22.54 | 22.54 | 22.54 | 14.55 | 22.54 | 14.49 | 14.49 | 24 | 37.66 | 28.25 | 37.66 | 37.66 | 37.66 | 37.66 | 37.66 | 37.66 | 37.66 | 28.09 | 37.66 | 70.48 | 70.48 | 70.48 | 70.48 | 188.7 | 27.46 | 26.9 | 26.8 | 47.14 | 46.18 | 46.02 | 23.76 | 24.14 | 31.87 | 63.31 | 31.3 | 27.52 | 41.88 | 25.01 | 25.01 | 25.01 | 25.01 | 25.01 | 25.21 | 25.21 | 25.21 | 25.21 | 25.21 | 143.81 | 143.81 | 143.81 | 143.81 | 163.16 | 142.65 | 163.16 | 163.16 | 142.54 | 174.38 | 174.38 | 174.38 | 174.38 | 197.84 | 172.97 | 197.84 | 197.84 | 172.84 | 171.16 | 202.37
| 2046 | 22.29 | 22.29 | 22.29 | 22.29 | 22.29 | 22.29 | 22.29 | 22.29 | 14.39 | 22.29 | 14.33 | 14.33 | 23.66 | 37.37 | 28.03 | 37.37 | 37.37 | 37.37 | 37.37 | 37.37 | 37.37 | 37.37 | 27.87 | 37.37 | 70.29 | 70.29 | 70.29 | 70.29 | 188.7 | 26.91 | 26.36 | 26.27 | 46.11 | 45.17 | 45.01 | 23.76 | 24.14 | 31.87 | 63.31 | 31.08 | 27.28 | 41.51 | 24.82 | 24.82 | 24.82 | 24.82 | 24.82 | 25.01 | 25.01 | 25.01 | 25.01 | 25.01 | 143.81 | 143.81 | 143.81 | 143.81 | 163.16 | 142.65 | 163.16 | 163.16 | 142.54 | 174.38 | 174.38 | 174.38 | 174.38 | 197.84 | 172.97 | 197.84 | 197.84 | 172.84 | 171.16 | 202.37
| 2047 | 22.04 | 22.04 | 22.04 | 22.04 | 22.04 | 22.04 | 22.04 | 22.04 | 14.23 | 22.04 | 14.17 | 14.17 | 23.31 | 37.08 | 27.81 | 37.08 | 37.08 | 37.08 | 37.08 | 37.08 | 37.08 | 37.08 | 27.66 | 37.08 | 70.12 | 70.12 | 70.12 | 70.12 | 188.7 | 26.36 | 25.82 | 25.73 | 45.07 | 44.15 | 44 | 23.76 | 24.14 | 31.87 | 63.31 | 30.85 | 27.16 | 41.33 | 24.63 | 24.63 | 24.63 | 24.63 | 24.63 | 24.82 | 24.82 | 24.82 | 24.82 | 24.82 | 143.81 | 143.81 | 143.81 | 143.81 | 163.16 | 142.65 | 163.16 | 163.16 | 142.54 | 174.38 | 174.38 | 174.38 | 174.38 | 197.84 | 172.97 | 197.84 | 197.84 | 172.84 | 171.16 | 202.37
| 2048 | 21.79 | 21.79 | 21.79 | 21.79 | 21.79 | 21.79 | 21.79 | 21.79 | 14.07 | 21.79 | 14.01 | 14.01 | 22.96 | 36.8 | 27.6 | 36.8 | 36.8 | 36.8 | 36.8 | 36.8 | 36.8 | 36.8 | 27.44 | 36.8 | 69.96 | 69.96 | 69.96 | 69.96 | 188.7 | 25.81 | 25.28 | 25.19 | 44.04 | 43.14 | 42.99 | 23.76 | 24.14 | 31.87 | 63.31 | 30.62 | 26.92 | 40.96 | 24.44 | 24.44 | 24.44 | 24.44 | 24.44 | 24.63 | 24.63 | 24.63 | 24.63 | 24.63 | 143.81 | 143.81 | 143.81 | 143.81 | 163.16 | 142.65 | 163.16 | 163.16 | 142.54 | 174.38 | 174.38 | 174.38 | 174.38 | 197.84 | 172.97 | 197.84 | 197.84 | 172.84 | 171.16 | 202.37
| 2049 | 21.54 | 21.54 | 21.54 | 21.54 | 21.54 | 21.54 | 21.54 | 21.54 | 13.91 | 21.54 | 13.85 | 13.85 | 22.61 | 36.51 | 27.38 | 36.51 | 36.51 | 36.51 | 36.51 | 36.51 | 36.51 | 36.51 | 27.23 | 36.51 | 69.81 | 69.81 | 69.81 | 69.81 | 188.7 | 25.26 | 24.74 | 24.65 | 43.01 | 42.14 | 41.99 | 23.76 | 24.14 | 31.87 | 63.31 | 30.4 | 26.8 | 40.78 | 24.25 | 24.25 | 24.25 | 24.25 | 24.25 | 24.44 | 24.44 | 24.44 | 24.44 | 24.44 | 143.81 | 143.81 | 143.81 | 143.81 | 163.16 | 142.65 | 163.16 | 163.16 | 142.54 | 174.38 | 174.38 | 174.38 | 174.38 | 197.84 | 172.97 | 197.84 | 197.84 | 172.84 | 171.16 | 202.37
| 2050 | 21.29 | 21.29 | 21.29 | 21.29 | 21.29 | 21.29 | 21.29 | 21.29 | 13.75 | 21.29 | 13.69 | 13.69 | 22.27 | 36.22 | 27.17 | 36.22 | 36.22 | 36.22 | 36.22 | 36.22 | 36.22 | 36.22 | 27.01 | 36.22 | 69.68 | 69.68 | 69.68 | 69.68 | 188.7 | 24.7 | 24.2 | 24.12 | 41.98 | 41.13 | 40.98 | 23.76 | 24.14 | 31.87 | 63.31 | 30.06 | 26.55 | 40.41 | 24.06 | 24.06 | 24.06 | 24.06 | 24.06 | 24.24 | 24.24 | 24.24 | 24.24 | 24.24 | 143.81 | 143.81 | 143.81 | 143.81 | 163.16 | 142.65 | 163.16 | 163.16 | 142.54 | 174.38 | 174.38 | 174.38 | 174.38 | 197.84 | 172.97 | 197.84 | 197.84 | 172.84 | 171.16 | 202.37
| 2051 | 21.04 | 21.04 | 21.04 | 21.04 | 21.04 | 21.04 | 21.04 | 21.04 | 13.59 | 21.04 | 13.53 | 13.53 | 21.92 | 35.93 | 26.95 | 35.93 | 35.93 | 35.93 | 35.93 | 35.93 | 35.93 | 35.93 | 26.8 | 35.93 | 69.52 | 69.52 | 69.52 | 69.52 | 188.7 | 24.15 | 23.66 | 23.58 | 40.95 | 40.12 | 39.98 | 23.76 | 24.14 | 31.87 | 63.31 | 29.81 | 26.36 | 40.12 | 23.87 | 23.87 | 23.87 | 23.87 | 23.87 | 24.05 | 24.05 | 24.05 | 24.05 | 24.05 | 143.81 | 143.81 | 143.81 | 143.81 | 163.16 | 142.65 | 163.16 | 163.16 | 142.54 | 174.38 | 174.38 | 174.38 | 174.38 | 197.84 | 172.97 | 197.84 | 197.84 | 172.84 | 171.16 | 202.37
| 2052 | 20.79 | 20.79 | 20.79 | 20.79 | 20.79 | 20.79 | 20.79 | 20.79 | 13.43 | 20.79 | 13.37 | 13.37 | 21.57 | 35.65 | 26.74 | 35.65 | 35.65 | 35.65 | 35.65 | 35.65 | 35.65 | 35.65 | 26.58 | 35.65 | 69.36 | 69.36 | 69.36 | 69.36 | 188.7 | 23.6 | 23.12 | 23.04 | 39.92 | 39.11 | 38.97 | 23.76 | 24.14 | 31.87 | 63.31 | 29.57 | 26.17 | 39.82 | 23.68 | 23.68 | 23.68 | 23.68 | 23.68 | 23.86 | 23.86 | 23.86 | 23.86 | 23.86 | 143.81 | 143.81 | 143.81 | 143.81 | 163.16 | 142.65 | 163.16 | 163.16 | 142.54 | 174.38 | 174.38 | 174.38 | 174.38 | 197.84 | 172.97 | 197.84 | 197.84 | 172.84 | 171.16 | 202.37
| 2053 | 20.54 | 20.54 | 20.54 | 20.54 | 20.54 | 20.54 | 20.54 | 20.54 | 13.27 | 20.54 | 13.21 | 13.21 | 21.22 | 35.36 | 26.52 | 35.36 | 35.36 | 35.36 | 35.36 | 35.36 | 35.36 | 35.36 | 26.37 | 35.36 | 69.2 | 69.2 | 69.2 | 69.2 | 188.7 | 23.05 | 22.58 | 22.5 | 38.89 | 38.1 | 37.96 | 23.76 | 24.14 | 31.87 | 63.31 | 29.32 | 25.97 | 39.53 | 23.48 | 23.48 | 23.48 | 23.48 | 23.48 | 23.67 | 23.67 | 23.67 | 23.67 | 23.67 | 143.81 | 143.81 | 143.81 | 143.81 | 163.16 | 142.65 | 163.16 | 163.16 | 142.54 | 174.38 | 174.38 | 174.38 | 174.38 | 197.84 | 172.97 | 197.84 | 197.84 | 172.84 | 171.16 | 202.37
| 2054 | 20.29 | 20.29 | 20.29 | 20.29 | 20.29 | 20.29 | 20.29 | 20.29 | 13.1 | 20.29 | 13.05 | 13.05 | 20.88 | 35.07 | 26.3 | 35.07 | 35.07 | 35.07 | 35.07 | 35.07 | 35.07 | 35.07 | 26.16 | 35.07 | 69.04 | 69.04 | 69.04 | 69.04 | 188.7 | 22.5 | 22.04 | 21.97 | 37.86 | 37.09 | 36.96 | 23.76 | 24.14 | 31.87 | 63.31 | 29.07 | 25.78 | 39.24 | 23.29 | 23.29 | 23.29 | 23.29 | 23.29 | 23.47 | 23.47 | 23.47 | 23.47 | 23.47 | 143.81 | 143.81 | 143.81 | 143.81 | 163.16 | 142.65 | 163.16 | 163.16 | 142.54 | 174.38 | 174.38 | 174.38 | 174.38 | 197.84 | 172.97 | 197.84 | 197.84 | 172.84 | 171.16 | 202.37
| 2055 | 20.05 | 20.05 | 20.05 | 20.05 | 20.05 | 20.05 | 20.05 | 20.05 | 12.94 | 20.05 | 12.89 | 12.89 | 20.53 | 34.78 | 26.09 | 34.78 | 34.78 | 34.78 | 34.78 | 34.78 | 34.78 | 34.78 | 25.94 | 34.78 | 68.88 | 68.88 | 68.88 | 68.88 | 188.7 | 21.95 | 21.5 | 21.43 | 36.83 | 36.08 | 35.95 | 23.76 | 24.14 | 31.87 | 63.31 | 28.82 | 25.59 | 38.94 | 23.1 | 23.1 | 23.1 | 23.1 | 23.1 | 23.28 | 23.28 | 23.28 | 23.28 | 23.28 | 143.81 | 143.81 | 143.81 | 143.81 | 163.16 | 142.65 | 163.16 | 163.16 | 142.54 | 174.38 | 174.38 | 174.38 | 174.38 | 197.84 | 172.97 | 197.84 | 197.84 | 172.84 | 171.16 | 202.37
| 2056 | 19.8 | 19.8 | 19.8 | 19.8 | 19.8 | 19.8 | 19.8 | 19.8 | 12.78 | 19.8 | 12.73 | 12.73 | 20.18 | 34.5 | 25.87 | 34.5 | 34.5 | 34.5 | 34.5 | 34.5 | 34.5 | 34.5 | 25.73 | 34.5 | 68.72 | 68.72 | 68.72 | 68.72 | 188.7 | 21.4 | 20.97 | 20.89 | 35.8 | 35.07 | 34.94 | 23.76 | 24.14 | 31.87 | 63.31 | 28.58 | 25.39 | 38.65 | 22.91 | 22.91 | 22.91 | 22.91 | 22.91 | 23.09 | 23.09 | 23.09 | 23.09 | 23.09 | 143.81 | 143.81 | 143.81 | 143.81 | 163.16 | 142.65 | 163.16 | 163.16 | 142.54 | 174.38 | 174.38 | 174.38 | 174.38 | 197.84 | 172.97 | 197.84 | 197.84 | 172.84 | 171.16 | 202.37
| 2057 | 19.55 | 19.55 | 19.55 | 19.55 | 19.55 | 19.55 | 19.55 | 19.55 | 12.62 | 19.55 | 12.57 | 12.57 | 19.84 | 34.21 | 25.66 | 34.21 | 34.21 | 34.21 | 34.21 | 34.21 | 34.21 | 34.21 | 25.51 | 34.21 | 68.56 | 68.56 | 68.56 | 68.56 | 188.7 | 20.85 | 20.43 | 20.35 | 34.77 | 34.06 | 33.94 | 23.76 | 24.14 | 31.87 | 63.31 | 28.33 | 25.2 | 38.36 | 22.72 | 22.72 | 22.72 | 22.72 | 22.72 | 22.9 | 22.9 | 22.9 | 22.9 | 22.9 | 143.81 | 143.81 | 143.81 | 143.81 | 163.16 | 142.65 | 163.16 | 163.16 | 142.54 | 174.38 | 174.38 | 174.38 | 174.38 | 197.84 | 172.97 | 197.84 | 197.84 | 172.84 | 171.16 | 202.37
| 2058 | 19.3 | 19.3 | 19.3 | 19.3 | 19.3 | 19.3 | 19.3 | 19.3 | 12.46 | 19.3 | 12.41 | 12.41 | 19.49 | 33.92 | 25.44 | 33.92 | 33.92 | 33.92 | 33.92 | 33.92 | 33.92 | 33.92 | 25.3 | 33.92 | 68.4 | 68.4 | 68.4 | 68.4 | 188.7 | 20.3 | 19.89 | 19.82 | 33.74 | 33.05 | 32.93 | 23.76 | 24.14 | 31.87 | 63.31 | 28.08 | 25.01 | 38.06 | 22.53 | 22.53 | 22.53 | 22.53 | 22.53 | 22.7 | 22.7 | 22.7 | 22.7 | 22.7 | 143.81 | 143.81 | 143.81 | 143.81 | 163.16 | 142.65 | 163.16 | 163.16 | 142.54 | 174.38 | 174.38 | 174.38 | 174.38 | 197.84 | 172.97 | 197.84 | 197.84 | 172.84 | 171.16 | 202.37
| 2059 | 19.05 | 19.05 | 19.05 | 19.05 | 19.05 | 19.05 | 19.05 | 19.05 | 12.3 | 19.05 | 12.25 | 12.25 | 19.14 | 33.63 | 25.23 | 33.63 | 33.63 | 33.63 | 33.63 | 33.63 | 33.63 | 33.63 | 25.08 | 33.63 | 68.24 | 68.24 | 68.24 | 68.24 | 188.7 | 19.75 | 19.35 | 19.28 | 32.7 | 32.04 | 31.92 | 23.76 | 24.14 | 31.87 | 63.31 | 27.83 | 24.82 | 37.77 | 22.34 | 22.34 | 22.34 | 22.34 | 22.34 | 22.51 | 22.51 | 22.51 | 22.51 | 22.51 | 143.81 | 143.81 | 143.81 | 143.81 | 163.16 | 142.65 | 163.16 | 163.16 | 142.54 | 174.38 | 174.38 | 174.38 | 174.38 | 197.84 | 172.97 | 197.84 | 197.84 | 172.84 | 171.16 | 202.37
| 2060 | 18.8 | 18.8 | 18.8 | 18.8 | 18.8 | 18.8 | 18.8 | 18.8 | 12.14 | 18.8 | 12.09 | 12.09 | 18.79 | 33.35 | 25.01 | 33.35 | 33.35 | 33.35 | 33.35 | 33.35 | 33.35 | 33.35 | 24.87 | 33.35 | 68.08 | 68.08 | 68.08 | 68.08 | 188.7 | 19.2 | 18.81 | 18.74 | 31.67 | 31.03 | 30.92 | 23.76 | 24.14 | 31.87 | 63.31 | 27.58 | 24.62 | 37.47 | 22.15 | 22.15 | 22.15 | 22.15 | 22.15 | 22.32 | 22.32 | 22.32 | 22.32 | 22.32 | 143.81 | 143.81 | 143.81 | 143.81 | 163.16 | 142.65 | 163.16 | 163.16 | 142.54 | 174.38 | 174.38 | 174.38 | 174.38 | 197.84 | 172.97 | 197.84 | 197.84 | 172.84 | 171.16 | 202.37
10 | Periodic Replacement & Augmentation, $/kW-yr
| 2023 | 0 | 0 | 0 | 0 | 0 | 0 | 0 | 0 | 0 | 0 | 0 | 0 | 0 | 0 | 0 | 0 | 0 | 0 | 0 | 0 | 0 | 0 | 0 | 0 | 0 | 0 | 0 | 0 | 0 | 0 | 0 | 0 | 0 | 0 | 0 | 0 | 0 | 0 | 0 | 0 | 0 | 0 | 0 | 0 | 0 | 0 | 0 | 0 | 0 | 0 | 0 | 0 | 0 | 0 | 0 | 0 | 0 | 0 | 0 | 0 | 0 | 0 | 0 | 0 | 0 | 0 | 0 | 0 | 0 | 0 | 0 | 0
| 2024 | 0 | 0 | 0 | 0 | 0 | 0 | 0 | 0 | 0 | 0 | 0 | 0 | 0 | 0 | 0 | 0 | 0 | 0 | 0 | 0 | 0 | 0 | 0 | 0 | 0 | 0 | 0 | 0 | 0 | 0 | 0 | 0 | 0 | 0 | 0 | 0 | 0 | 0 | 0 | 0 | 0 | 0 | 0 | 0 | 0 | 0 | 0 | 0 | 0 | 0 | 0 | 0 | 0 | 0 | 0 | 0 | 0 | 0 | 0 | 0 | 0 | 0 | 0 | 0 | 0 | 0 | 0 | 0 | 0 | 0 | 0 | 0
| 2025 | 0 | 0 | 0 | 0 | 0 | 0 | 0 | 0 | 0 | 0 | 0 | 0 | 0 | 0 | 0 | 0 | 0 | 0 | 0 | 0 | 0 | 0 | 0 | 0 | 0 | 0 | 0 | 0 | 0 | 0 | 0 | 0 | 0 | 0 | 0 | 0 | 0 | 0 | 0 | 0 | 0 | 0 | 0 | 0 | 0 | 0 | 0 | 0 | 0 | 0 | 0 | 0 | 0 | 0 | 0 | 0 | 0 | 0 | 0 | 0 | 0 | 0 | 0 | 0 | 0 | 0 | 0 | 0 | 0 | 0 | 0 | 0
| 2026 | 0 | 0 | 0 | 0 | 0 | 0 | 0 | 0 | 0 | 0 | 0 | 0 | 0 | 0 | 0 | 0 | 0 | 0 | 0 | 0 | 0 | 0 | 0 | 0 | 0 | 0 | 0 | 0 | 0 | 0 | 0 | 0 | 0 | 0 | 0 | 0 | 0 | 0 | 0 | 0 | 0 | 0 | 0 | 0 | 0 | 0 | 0 | 0 | 0 | 0 | 0 | 0 | 0 | 0 | 0 | 0 | 0 | 0 | 0 | 0 | 0 | 0 | 0 | 0 | 0 | 0 | 0 | 0 | 0 | 0 | 0 | 0
| 2027 | 0 | 0 | 0 | 0 | 0 | 0 | 0 | 0 | 0 | 0 | 0 | 0 | 0 | 0 | 0 | 0 | 0 | 0 | 0 | 0 | 0 | 0 | 0 | 0 | 0 | 0 | 0 | 0 | 0 | 0 | 0 | 0 | 0 | 0 | 0 | 0 | 0 | 0 | 0 | 0 | 0 | 0 | 0 | 0 | 0 | 0 | 0 | 0 | 0 | 0 | 0 | 0 | 0 | 0 | 0 | 0 | 0 | 0 | 0 | 0 | 0 | 0 | 0 | 0 | 0 | 0 | 0 | 0 | 0 | 0 | 0 | 0
| 2028 | 0 | 0 | 0 | 0 | 0 | 0 | 0 | 0 | 0 | 0 | 0 | 0 | 0 | 0 | 0 | 0 | 0 | 0 | 0 | 0 | 0 | 0 | 0 | 0 | 0 | 0 | 0 | 0 | 0 | 0 | 0 | 0 | 0 | 0 | 0 | 0 | 0 | 0 | 0 | 0 | 0 | 0 | 0 | 0 | 0 | 0 | 0 | 0 | 0 | 0 | 0 | 0 | 0 | 0 | 0 | 0 | 0 | 0 | 0 | 0 | 0 | 0 | 0 | 0 | 0 | 0 | 0 | 0 | 0 | 0 | 0 | 0
| 2029 | 0 | 0 | 0 | 0 | 0 | 0 | 0 | 0 | 0 | 0 | 0 | 0 | 0 | 0 | 0 | 0 | 0 | 0 | 0 | 0 | 0 | 0 | 0 | 0 | 0 | 0 | 0 | 0 | 0 | 0 | 0 | 0 | 0 | 0 | 0 | 0 | 0 | 0 | 0 | 0 | 0 | 0 | 0 | 0 | 0 | 0 | 0 | 0 | 0 | 0 | 0 | 0 | 0 | 0 | 0 | 0 | 0 | 0 | 0 | 0 | 0 | 0 | 0 | 0 | 0 | 0 | 0 | 0 | 0 | 0 | 0 | 0
| 2030 | 0 | 0 | 0 | 0 | 0 | 0 | 0 | 0 | 0 | 0 | 0 | 0 | 0 | 0 | 0 | 0 | 0 | 0 | 0 | 0 | 0 | 0 | 0 | 0 | 0 | 0 | 0 | 0 | 0 | 0 | 0 | 0 | 0 | 0 | 0 | 0 | 0 | 0 | 0 | 0 | 0 | 0 | 0 | 0 | 0 | 0 | 0 | 0 | 0 | 0 | 0 | 0 | 0 | 0 | 0 | 0 | 0 | 0 | 0 | 0 | 0 | 0 | 0 | 0 | 0 | 0 | 0 | 0 | 0 | 0 | 0 | 0
| 2031 | 0 | 0 | 0 | 0 | 0 | 0 | 0 | 0 | 0 | 0 | 0 | 0 | 0 | 0 | 0 | 0 | 0 | 0 | 0 | 0 | 0 | 0 | 0 | 0 | 0 | 0 | 0 | 0 | 0 | 0 | 0 | 0 | 0 | 0 | 0 | 0 | 0 | 0 | 0 | 0 | 0 | 0 | 0 | 0 | 0 | 0 | 0 | 0 | 0 | 0 | 0 | 0 | 0 | 0 | 0 | 0 | 0 | 0 | 0 | 0 | 0 | 0 | 0 | 0 | 0 | 0 | 0 | 0 | 0 | 0 | 0 | 0
| 2032 | 0 | 0 | 0 | 0 | 0 | 0 | 0 | 0 | 0 | 0 | 0 | 0 | 0 | 0 | 0 | 0 | 0 | 0 | 0 | 0 | 0 | 0 | 0 | 0 | 0 | 0 | 0 | 0 | 0 | 0 | 0 | 0 | 0 | 0 | 0 | 0 | 0 | 0 | 0 | 0 | 0 | 0 | 0 | 0 | 0 | 0 | 0 | 0 | 0 | 0 | 0 | 0 | 0 | 0 | 0 | 0 | 0 | 0 | 0 | 0 | 0 | 0 | 0 | 0 | 0 | 0 | 0 | 0 | 0 | 0 | 0 | 0
| 2033 | 0 | 0 | 0 | 0 | 0 | 0 | 0 | 0 | 0 | 0 | 0 | 0 | 0 | 0 | 0 | 0 | 0 | 0 | 0 | 0 | 0 | 0 | 0 | 0 | 0 | 0 | 0 | 0 | 0 | 0 | 0 | 0 | 0 | 0 | 0 | 0 | 0 | 0 | 0 | 0 | 0 | 0 | 0 | 0 | 0 | 0 | 0 | 0 | 0 | 0 | 0 | 0 | 0 | 0 | 0 | 0 | 0 | 0 | 0 | 0 | 0 | 0 | 0 | 0 | 0 | 0 | 0 | 0 | 0 | 0 | 0 | 0
| 2034 | 0 | 0 | 0 | 0 | 0 | 0 | 0 | 0 | 0 | 0 | 0 | 0 | 0 | 0 | 0 | 0 | 0 | 0 | 0 | 0 | 0 | 0 | 0 | 0 | 0 | 0 | 0 | 0 | 0 | 0 | 0 | 0 | 0 | 0 | 0 | 0 | 0 | 0 | 0 | 0 | 0 | 0 | 0 | 0 | 0 | 0 | 0 | 0 | 0 | 0 | 0 | 0 | 0 | 0 | 0 | 0 | 0 | 0 | 0 | 0 | 0 | 0 | 0 | 0 | 0 | 0 | 0 | 0 | 0 | 0 | 0 | 0
| 2035 | 0 | 0 | 0 | 0 | 0 | 0 | 0 | 0 | 0 | 0 | 0 | 0 | 0 | 0 | 0 | 0 | 0 | 0 | 0 | 0 | 0 | 0 | 0 | 0 | 0 | 0 | 0 | 0 | 0 | 0 | 0 | 0 | 0 | 0 | 0 | 0 | 0 | 0 | 0 | 0 | 0 | 0 | 0 | 0 | 0 | 0 | 0 | 0 | 0 | 0 | 0 | 0 | 0 | 0 | 0 | 0 | 0 | 0 | 0 | 0 | 0 | 0 | 0 | 0 | 0 | 0 | 0 | 0 | 0 | 0 | 0 | 0
| 2036 | 0 | 0 | 0 | 0 | 0 | 0 | 0 | 0 | 0 | 0 | 0 | 0 | 0 | 0 | 0 | 0 | 0 | 0 | 0 | 0 | 0 | 0 | 0 | 0 | 0 | 0 | 0 | 0 | 0 | 0 | 0 | 0 | 0 | 0 | 0 | 0 | 0 | 0 | 0 | 0 | 0 | 0 | 0 | 0 | 0 | 0 | 0 | 0 | 0 | 0 | 0 | 0 | 0 | 0 | 0 | 0 | 0 | 0 | 0 | 0 | 0 | 0 | 0 | 0 | 0 | 0 | 0 | 0 | 0 | 0 | 0 | 0
| 2037 | 0 | 0 | 0 | 0 | 0 | 0 | 0 | 0 | 0 | 0 | 0 | 0 | 0 | 0 | 0 | 0 | 0 | 0 | 0 | 0 | 0 | 0 | 0 | 0 | 0 | 0 | 0 | 0 | 0 | 0 | 0 | 0 | 0 | 0 | 0 | 0 | 0 | 0 | 0 | 0 | 0 | 0 | 0 | 0 | 0 | 0 | 0 | 0 | 0 | 0 | 0 | 0 | 0 | 0 | 0 | 0 | 0 | 0 | 0 | 0 | 0 | 0 | 0 | 0 | 0 | 0 | 0 | 0 | 0 | 0 | 0 | 0
| 2038 | 0 | 0 | 0 | 0 | 0 | 0 | 0 | 0 | 0 | 0 | 0 | 0 | 0 | 0 | 0 | 0 | 0 | 0 | 0 | 0 | 0 | 0 | 0 | 0 | 0 | 0 | 0 | 0 | 0 | 0 | 0 | 0 | 0 | 0 | 0 | 0 | 0 | 0 | 0 | 0 | 0 | 0 | 0 | 0 | 0 | 0 | 0 | 0 | 0 | 0 | 0 | 0 | 0 | 0 | 0 | 0 | 0 | 0 | 0 | 0 | 0 | 0 | 0 | 0 | 0 | 0 | 0 | 0 | 0 | 0 | 0 | 0
| 2039 | 0 | 0 | 0 | 0 | 0 | 0 | 0 | 0 | 0 | 0 | 0 | 0 | 0 | 0 | 0 | 0 | 0 | 0 | 0 | 0 | 0 | 0 | 0 | 0 | 0 | 0 | 0 | 0 | 0 | 0 | 0 | 0 | 0 | 0 | 0 | 0 | 0 | 0 | 0 | 0 | 0 | 0 | 0 | 0 | 0 | 0 | 0 | 0 | 0 | 0 | 0 | 0 | 0 | 0 | 0 | 0 | 0 | 0 | 0 | 0 | 0 | 0 | 0 | 0 | 0 | 0 | 0 | 0 | 0 | 0 | 0 | 0
| 2040 | 0 | 0 | 0 | 0 | 0 | 0 | 0 | 0 | 0 | 0 | 0 | 0 | 0 | 0 | 0 | 0 | 0 | 0 | 0 | 0 | 0 | 0 | 0 | 0 | 0 | 0 | 0 | 0 | 0 | 0 | 0 | 0 | 0 | 0 | 0 | 0 | 0 | 0 | 0 | 0 | 0 | 0 | 0 | 0 | 0 | 0 | 0 | 0 | 0 | 0 | 0 | 0 | 0 | 0 | 0 | 0 | 0 | 0 | 0 | 0 | 0 | 0 | 0 | 0 | 0 | 0 | 0 | 0 | 0 | 0 | 0 | 0
| 2041 | 0 | 0 | 0 | 0 | 0 | 0 | 0 | 0 | 0 | 0 | 0 | 0 | 0 | 0 | 0 | 0 | 0 | 0 | 0 | 0 | 0 | 0 | 0 | 0 | 0 | 0 | 0 | 0 | 0 | 0 | 0 | 0 | 0 | 0 | 0 | 0 | 0 | 0 | 0 | 0 | 0 | 0 | 0 | 0 | 0 | 0 | 0 | 0 | 0 | 0 | 0 | 0 | 0 | 0 | 0 | 0 | 0 | 0 | 0 | 0 | 0 | 0 | 0 | 0 | 0 | 0 | 0 | 0 | 0 | 0 | 0 | 0
| 2042 | 0 | 0 | 0 | 0 | 0 | 0 | 0 | 0 | 0 | 0 | 0 | 0 | 0 | 0 | 0 | 0 | 0 | 0 | 0 | 0 | 0 | 0 | 0 | 0 | 0 | 0 | 0 | 0 | 0 | 0 | 0 | 0 | 0 | 0 | 0 | 0 | 0 | 0 | 0 | 0 | 0 | 0 | 0 | 0 | 0 | 0 | 0 | 0 | 0 | 0 | 0 | 0 | 0 | 0 | 0 | 0 | 0 | 0 | 0 | 0 | 0 | 0 | 0 | 0 | 0 | 0 | 0 | 0 | 0 | 0 | 0 | 0
| 2043 | 0 | 0 | 0 | 0 | 0 | 0 | 0 | 0 | 0 | 0 | 0 | 0 | 0 | 0 | 0 | 0 | 0 | 0 | 0 | 0 | 0 | 0 | 0 | 0 | 0 | 0 | 0 | 0 | 0 | 0 | 0 | 0 | 0 | 0 | 0 | 0 | 0 | 0 | 0 | 0 | 0 | 0 | 0 | 0 | 0 | 0 | 0 | 0 | 0 | 0 | 0 | 0 | 0 | 0 | 0 | 0 | 0 | 0 | 0 | 0 | 0 | 0 | 0 | 0 | 0 | 0 | 0 | 0 | 0 | 0 | 0 | 0
| 2044 | 0 | 0 | 0 | 0 | 0 | 0 | 0 | 0 | 0 | 0 | 0 | 0 | 0 | 0 | 0 | 0 | 0 | 0 | 0 | 0 | 0 | 0 | 0 | 0 | 0 | 0 | 0 | 0 | 0 | 0 | 0 | 0 | 0 | 0 | 0 | 0 | 0 | 0 | 0 | 0 | 0 | 0 | 0 | 0 | 0 | 0 | 0 | 0 | 0 | 0 | 0 | 0 | 0 | 0 | 0 | 0 | 0 | 0 | 0 | 0 | 0 | 0 | 0 | 0 | 0 | 0 | 0 | 0 | 0 | 0 | 0 | 0
| 2045 | 0 | 0 | 0 | 0 | 0 | 0 | 0 | 0 | 0 | 0 | 0 | 0 | 0 | 0 | 0 | 0 | 0 | 0 | 0 | 0 | 0 | 0 | 0 | 0 | 0 | 0 | 0 | 0 | 0 | 0 | 0 | 0 | 0 | 0 | 0 | 0 | 0 | 0 | 0 | 0 | 0 | 0 | 0 | 0 | 0 | 0 | 0 | 0 | 0 | 0 | 0 | 0 | 0 | 0 | 0 | 0 | 0 | 0 | 0 | 0 | 0 | 0 | 0 | 0 | 0 | 0 | 0 | 0 | 0 | 0 | 0 | 0
| 2046 | 0 | 0 | 0 | 0 | 0 | 0 | 0 | 0 | 0 | 0 | 0 | 0 | 0 | 0 | 0 | 0 | 0 | 0 | 0 | 0 | 0 | 0 | 0 | 0 | 0 | 0 | 0 | 0 | 0 | 0 | 0 | 0 | 0 | 0 | 0 | 0 | 0 | 0 | 0 | 0 | 0 | 0 | 0 | 0 | 0 | 0 | 0 | 0 | 0 | 0 | 0 | 0 | 0 | 0 | 0 | 0 | 0 | 0 | 0 | 0 | 0 | 0 | 0 | 0 | 0 | 0 | 0 | 0 | 0 | 0 | 0 | 0
| 2047 | 0 | 0 | 0 | 0 | 0 | 0 | 0 | 0 | 0 | 0 | 0 | 0 | 0 | 0 | 0 | 0 | 0 | 0 | 0 | 0 | 0 | 0 | 0 | 0 | 0 | 0 | 0 | 0 | 0 | 0 | 0 | 0 | 0 | 0 | 0 | 0 | 0 | 0 | 0 | 0 | 0 | 0 | 0 | 0 | 0 | 0 | 0 | 0 | 0 | 0 | 0 | 0 | 0 | 0 | 0 | 0 | 0 | 0 | 0 | 0 | 0 | 0 | 0 | 0 | 0 | 0 | 0 | 0 | 0 | 0 | 0 | 0
| 2048 | 0 | 0 | 0 | 0 | 0 | 0 | 0 | 0 | 0 | 0 | 0 | 0 | 0 | 0 | 0 | 0 | 0 | 0 | 0 | 0 | 0 | 0 | 0 | 0 | 0 | 0 | 0 | 0 | 0 | 0 | 0 | 0 | 0 | 0 | 0 | 0 | 0 | 0 | 0 | 0 | 0 | 0 | 0 | 0 | 0 | 0 | 0 | 0 | 0 | 0 | 0 | 0 | 0 | 0 | 0 | 0 | 0 | 0 | 0 | 0 | 0 | 0 | 0 | 0 | 0 | 0 | 0 | 0 | 0 | 0 | 0 | 0
| 2049 | 0 | 0 | 0 | 0 | 0 | 0 | 0 | 0 | 0 | 0 | 0 | 0 | 0 | 0 | 0 | 0 | 0 | 0 | 0 | 0 | 0 | 0 | 0 | 0 | 0 | 0 | 0 | 0 | 0 | 0 | 0 | 0 | 0 | 0 | 0 | 0 | 0 | 0 | 0 | 0 | 0 | 0 | 0 | 0 | 0 | 0 | 0 | 0 | 0 | 0 | 0 | 0 | 0 | 0 | 0 | 0 | 0 | 0 | 0 | 0 | 0 | 0 | 0 | 0 | 0 | 0 | 0 | 0 | 0 | 0 | 0 | 0
| 2050 | 0 | 0 | 0 | 0 | 0 | 0 | 0 | 0 | 0 | 0 | 0 | 0 | 0 | 0 | 0 | 0 | 0 | 0 | 0 | 0 | 0 | 0 | 0 | 0 | 0 | 0 | 0 | 0 | 0 | 0 | 0 | 0 | 0 | 0 | 0 | 0 | 0 | 0 | 0 | 0 | 0 | 0 | 0 | 0 | 0 | 0 | 0 | 0 | 0 | 0 | 0 | 0 | 0 | 0 | 0 | 0 | 0 | 0 | 0 | 0 | 0 | 0 | 0 | 0 | 0 | 0 | 0 | 0 | 0 | 0 | 0 | 0
| 2051 | 0 | 0 | 0 | 0 | 0 | 0 | 0 | 0 | 0 | 0 | 0 | 0 | 0 | 0 | 0 | 0 | 0 | 0 | 0 | 0 | 0 | 0 | 0 | 0 | 0 | 0 | 0 | 0 | 0 | 0 | 0 | 0 | 0 | 0 | 0 | 0 | 0 | 0 | 0 | 0 | 0 | 0 | 0 | 0 | 0 | 0 | 0 | 0 | 0 | 0 | 0 | 0 | 0 | 0 | 0 | 0 | 0 | 0 | 0 | 0 | 0 | 0 | 0 | 0 | 0 | 0 | 0 | 0 | 0 | 0 | 0 | 0
| 2052 | 0 | 0 | 0 | 0 | 0 | 0 | 0 | 0 | 0 | 0 | 0 | 0 | 0 | 0 | 0 | 0 | 0 | 0 | 0 | 0 | 0 | 0 | 0 | 0 | 0 | 0 | 0 | 0 | 0 | 0 | 0 | 0 | 0 | 0 | 0 | 0 | 0 | 0 | 0 | 0 | 0 | 0 | 0 | 0 | 0 | 0 | 0 | 0 | 0 | 0 | 0 | 0 | 0 | 0 | 0 | 0 | 0 | 0 | 0 | 0 | 0 | 0 | 0 | 0 | 0 | 0 | 0 | 0 | 0 | 0 | 0 | 0
| 2053 | 0 | 0 | 0 | 0 | 0 | 0 | 0 | 0 | 0 | 0 | 0 | 0 | 0 | 0 | 0 | 0 | 0 | 0 | 0 | 0 | 0 | 0 | 0 | 0 | 0 | 0 | 0 | 0 | 0 | 0 | 0 | 0 | 0 | 0 | 0 | 0 | 0 | 0 | 0 | 0 | 0 | 0 | 0 | 0 | 0 | 0 | 0 | 0 | 0 | 0 | 0 | 0 | 0 | 0 | 0 | 0 | 0 | 0 | 0 | 0 | 0 | 0 | 0 | 0 | 0 | 0 | 0 | 0 | 0 | 0 | 0 | 0
| 2054 | 0 | 0 | 0 | 0 | 0 | 0 | 0 | 0 | 0 | 0 | 0 | 0 | 0 | 0 | 0 | 0 | 0 | 0 | 0 | 0 | 0 | 0 | 0 | 0 | 0 | 0 | 0 | 0 | 0 | 0 | 0 | 0 | 0 | 0 | 0 | 0 | 0 | 0 | 0 | 0 | 0 | 0 | 0 | 0 | 0 | 0 | 0 | 0 | 0 | 0 | 0 | 0 | 0 | 0 | 0 | 0 | 0 | 0 | 0 | 0 | 0 | 0 | 0 | 0 | 0 | 0 | 0 | 0 | 0 | 0 | 0 | 0
| 2055 | 0 | 0 | 0 | 0 | 0 | 0 | 0 | 0 | 0 | 0 | 0 | 0 | 0 | 0 | 0 | 0 | 0 | 0 | 0 | 0 | 0 | 0 | 0 | 0 | 0 | 0 | 0 | 0 | 0 | 0 | 0 | 0 | 0 | 0 | 0 | 0 | 0 | 0 | 0 | 0 | 0 | 0 | 0 | 0 | 0 | 0 | 0 | 0 | 0 | 0 | 0 | 0 | 0 | 0 | 0 | 0 | 0 | 0 | 0 | 0 | 0 | 0 | 0 | 0 | 0 | 0 | 0 | 0 | 0 | 0 | 0 | 0
| 2056 | 0 | 0 | 0 | 0 | 0 | 0 | 0 | 0 | 0 | 0 | 0 | 0 | 0 | 0 | 0 | 0 | 0 | 0 | 0 | 0 | 0 | 0 | 0 | 0 | 0 | 0 | 0 | 0 | 0 | 0 | 0 | 0 | 0 | 0 | 0 | 0 | 0 | 0 | 0 | 0 | 0 | 0 | 0 | 0 | 0 | 0 | 0 | 0 | 0 | 0 | 0 | 0 | 0 | 0 | 0 | 0 | 0 | 0 | 0 | 0 | 0 | 0 | 0 | 0 | 0 | 0 | 0 | 0 | 0 | 0 | 0 | 0
| 2057 | 0 | 0 | 0 | 0 | 0 | 0 | 0 | 0 | 0 | 0 | 0 | 0 | 0 | 0 | 0 | 0 | 0 | 0 | 0 | 0 | 0 | 0 | 0 | 0 | 0 | 0 | 0 | 0 | 0 | 0 | 0 | 0 | 0 | 0 | 0 | 0 | 0 | 0 | 0 | 0 | 0 | 0 | 0 | 0 | 0 | 0 | 0 | 0 | 0 | 0 | 0 | 0 | 0 | 0 | 0 | 0 | 0 | 0 | 0 | 0 | 0 | 0 | 0 | 0 | 0 | 0 | 0 | 0 | 0 | 0 | 0 | 0
| 2058 | 0 | 0 | 0 | 0 | 0 | 0 | 0 | 0 | 0 | 0 | 0 | 0 | 0 | 0 | 0 | 0 | 0 | 0 | 0 | 0 | 0 | 0 | 0 | 0 | 0 | 0 | 0 | 0 | 0 | 0 | 0 | 0 | 0 | 0 | 0 | 0 | 0 | 0 | 0 | 0 | 0 | 0 | 0 | 0 | 0 | 0 | 0 | 0 | 0 | 0 | 0 | 0 | 0 | 0 | 0 | 0 | 0 | 0 | 0 | 0 | 0 | 0 | 0 | 0 | 0 | 0 | 0 | 0 | 0 | 0 | 0 | 0
| 2059 | 0 | 0 | 0 | 0 | 0 | 0 | 0 | 0 | 0 | 0 | 0 | 0 | 0 | 0 | 0 | 0 | 0 | 0 | 0 | 0 | 0 | 0 | 0 | 0 | 0 | 0 | 0 | 0 | 0 | 0 | 0 | 0 | 0 | 0 | 0 | 0 | 0 | 0 | 0 | 0 | 0 | 0 | 0 | 0 | 0 | 0 | 0 | 0 | 0 | 0 | 0 | 0 | 0 | 0 | 0 | 0 | 0 | 0 | 0 | 0 | 0 | 0 | 0 | 0 | 0 | 0 | 0 | 0 | 0 | 0 | 0 | 0
| 2060 | 0 | 0 | 0 | 0 | 0 | 0 | 0 | 0 | 0 | 0 | 0 | 0 | 0 | 0 | 0 | 0 | 0 | 0 | 0 | 0 | 0 | 0 | 0 | 0 | 0 | 0 | 0 | 0 | 0 | 0 | 0 | 0 | 0 | 0 | 0 | 0 | 0 | 0 | 0 | 0 | 0 | 0 | 0 | 0 | 0 | 0 | 0 | 0 | 0 | 0 | 0 | 0 | 0 | 0 | 0 | 0 | 0 | 0 | 0 | 0 | 0 | 0 | 0 | 0 | 0 | 0 | 0 | 0 | 0 | 0 | 0 | 0
11 | Variable O&M, $/MWh
| 2023 | 0 | 0 | 0 | 0 | 0 | 0 | 0 | 0 | 0 | 0 | 0 | 0 | 0 | 0 | 0 | 0 | 0 | 0 | 0 | 0 | 0 | 0 | 0 | 0 | 0 | 0 | 0 | 0 | 5 | 0 | 0 | 0 | 0 | 0 | 0 | 0.52 | 0 | 0 | 0 | 1.93 | 6.21 | 5.73 | 0 | 0 | 0 | 0 | 0 | 0 | 0 | 0 | 0 | 0 | 0 | 0 | 0 | 0 | 0 | 0 | 0 | 0 | 0 | 0 | 0 | 0 | 0 | 0 | 0 | 0 | 0 | 0 | 0 | 0
| 2024 | 0 | 0 | 0 | 0 | 0 | 0 | 0 | 0 | 0 | 0 | 0 | 0 | 0 | 0 | 0 | 0 | 0 | 0 | 0 | 0 | 0 | 0 | 0 | 0 | 0 | 0 | 0 | 0 | 5.37 | 0 | 0 | 0 | 0 | 0 | 0 | 0.58 | 0 | 0 | 0 | 2.13 | 6.92 | 6.38 | 0 | 0 | 0 | 0 | 0 | 0 | 0 | 0 | 0 | 0 | 0 | 0 | 0 | 0 | 0 | 0 | 0 | 0 | 0 | 0 | 0 | 0 | 0 | 0 | 0 | 0 | 0 | 0 | 0 | 0
| 2025 | 0 | 0 | 0 | 0 | 0 | 0 | 0 | 0 | 0 | 0 | 0 | 0 | 0 | 0 | 0 | 0 | 0 | 0 | 0 | 0 | 0 | 0 | 0 | 0 | 0 | 0 | 0 | 0 | 5.34 | 0 | 0 | 0 | 0 | 0 | 0 | 0.59 | 0 | 0 | 0 | 2.14 | 7 | 6.46 | 0 | 0 | 0 | 0 | 0 | 0 | 0 | 0 | 0 | 0 | 0 | 0 | 0 | 0 | 0 | 0 | 0 | 0 | 0 | 0 | 0 | 0 | 0 | 0 | 0 | 0 | 0 | 0 | 0 | 0
| 2026 | 0 | 0 | 0 | 0 | 0 | 0 | 0 | 0 | 0 | 0 | 0 | 0 | 0 | 0 | 0 | 0 | 0 | 0 | 0 | 0 | 0 | 0 | 0 | 0 | 0 | 0 | 0 | 0 | 5.4 | 0 | 0 | 0 | 0 | 0 | 0 | 0.59 | 0 | 0 | 0 | 2.15 | 7.09 | 6.54 | 0 | 0 | 0 | 0 | 0 | 0 | 0 | 0 | 0 | 0 | 0 | 0 | 0 | 0 | 0 | 0 | 0 | 0 | 0 | 0 | 0 | 0 | 0 | 0 | 0 | 0 | 0 | 0 | 0 | 0
| 2027 | 0 | 0 | 0 | 0 | 0 | 0 | 0 | 0 | 0 | 0 | 0 | 0 | 0 | 0 | 0 | 0 | 0 | 0 | 0 | 0 | 0 | 0 | 0 | 0 | 0 | 0 | 0 | 0 | 5.47 | 0 | 0 | 0 | 0 | 0 | 0 | 0.6 | 0 | 0 | 0 | 2.17 | 7.19 | 6.63 | 0 | 0 | 0 | 0 | 0 | 0 | 0 | 0 | 0 | 0 | 0 | 0 | 0 | 0 | 0 | 0 | 0 | 0 | 0 | 0 | 0 | 0 | 0 | 0 | 0 | 0 | 0 | 0 | 0 | 0
| 2028 | 0 | 0 | 0 | 0 | 0 | 0 | 0 | 0 | 0 | 0 | 0 | 0 | 0 | 0 | 0 | 0 | 0 | 0 | 0 | 0 | 0 | 0 | 0 | 0 | 0 | 0 | 0 | 0 | 5.54 | 0 | 0 | 0 | 0 | 0 | 0 | 0.61 | 0 | 0 | 0 | 2.18 | 7.31 | 6.74 | 0 | 0 | 0 | 0 | 0 | 0 | 0 | 0 | 0 | 0 | 0 | 0 | 0 | 0 | 0 | 0 | 0 | 0 | 0 | 0 | 0 | 0 | 0 | 0 | 0 | 0 | 0 | 0 | 0 | 0
| 2029 | 0 | 0 | 0 | 0 | 0 | 0 | 0 | 0 | 0 | 0 | 0 | 0 | 0 | 0 | 0 | 0 | 0 | 0 | 0 | 0 | 0 | 0 | 0 | 0 | 0 | 0 | 0 | 0 | 5.62 | 0 | 0 | 0 | 0 | 0 | 0 | 0.62 | 0 | 0 | 0 | 2.21 | 7.44 | 6.86 | 0 | 0 | 0 | 0 | 0 | 0 | 0 | 0 | 0 | 0 | 0 | 0 | 0 | 0 | 0 | 0 | 0 | 0 | 0 | 0 | 0 | 0 | 0 | 0 | 0 | 0 | 0 | 0 | 0 | 0
| 2030 | 0 | 0 | 0 | 0 | 0 | 0 | 0 | 0 | 0 | 0 | 0 | 0 | 0 | 0 | 0 | 0 | 0 | 0 | 0 | 0 | 0 | 0 | 0 | 0 | 0 | 0 | 0 | 0 | 5.62 | 0 | 0 | 0 | 0 | 0 | 0 | 0.62 | 0 | 0 | 0 | 2.19 | 7.44 | 6.86 | 0 | 0 | 0 | 0 | 0 | 0 | 0 | 0 | 0 | 0 | 0 | 0 | 0 | 0 | 0 | 0 | 0 | 0 | 0 | 0 | 0 | 0 | 0 | 0 | 0 | 0 | 0 | 0 | 0 | 0
| 2031 | 0 | 0 | 0 | 0 | 0 | 0 | 0 | 0 | 0 | 0 | 0 | 0 | 0 | 0 | 0 | 0 | 0 | 0 | 0 | 0 | 0 | 0 | 0 | 0 | 0 | 0 | 0 | 0 | 5.62 | 0 | 0 | 0 | 0 | 0 | 0 | 0.62 | 0 | 0 | 0 | 2.17 | 7.44 | 6.86 | 0 | 0 | 0 | 0 | 0 | 0 | 0 | 0 | 0 | 0 | 0 | 0 | 0 | 0 | 0 | 0 | 0 | 0 | 0 | 0 | 0 | 0 | 0 | 0 | 0 | 0 | 0 | 0 | 0 | 0
| 2032 | 0 | 0 | 0 | 0 | 0 | 0 | 0 | 0 | 0 | 0 | 0 | 0 | 0 | 0 | 0 | 0 | 0 | 0 | 0 | 0 | 0 | 0 | 0 | 0 | 0 | 0 | 0 | 0 | 5.62 | 0 | 0 | 0 | 0 | 0 | 0 | 0.62 | 0 | 0 | 0 | 2.15 | 7.44 | 6.86 | 0 | 0 | 0 | 0 | 0 | 0 | 0 | 0 | 0 | 0 | 0 | 0 | 0 | 0 | 0 | 0 | 0 | 0 | 0 | 0 | 0 | 0 | 0 | 0 | 0 | 0 | 0 | 0 | 0 | 0
| 2033 | 0 | 0 | 0 | 0 | 0 | 0 | 0 | 0 | 0 | 0 | 0 | 0 | 0 | 0 | 0 | 0 | 0 | 0 | 0 | 0 | 0 | 0 | 0 | 0 | 0 | 0 | 0 | 0 | 5.62 | 0 | 0 | 0 | 0 | 0 | 0 | 0.62 | 0 | 0 | 0 | 2.13 | 7.44 | 6.86 | 0 | 0 | 0 | 0 | 0 | 0 | 0 | 0 | 0 | 0 | 0 | 0 | 0 | 0 | 0 | 0 | 0 | 0 | 0 | 0 | 0 | 0 | 0 | 0 | 0 | 0 | 0 | 0 | 0 | 0
| 2034 | 0 | 0 | 0 | 0 | 0 | 0 | 0 | 0 | 0 | 0 | 0 | 0 | 0 | 0 | 0 | 0 | 0 | 0 | 0 | 0 | 0 | 0 | 0 | 0 | 0 | 0 | 0 | 0 | 5.62 | 0 | 0 | 0 | 0 | 0 | 0 | 0.62 | 0 | 0 | 0 | 2.12 | 7.44 | 6.86 | 0 | 0 | 0 | 0 | 0 | 0 | 0 | 0 | 0 | 0 | 0 | 0 | 0 | 0 | 0 | 0 | 0 | 0 | 0 | 0 | 0 | 0 | 0 | 0 | 0 | 0 | 0 | 0 | 0 | 0
| 2035 | 0 | 0 | 0 | 0 | 0 | 0 | 0 | 0 | 0 | 0 | 0 | 0 | 0 | 0 | 0 | 0 | 0 | 0 | 0 | 0 | 0 | 0 | 0 | 0 | 0 | 0 | 0 | 0 | 5.62 | 0 | 0 | 0 | 0 | 0 | 0 | 0.62 | 0 | 0 | 0 | 2.1 | 7.44 | 6.86 | 0 | 0 | 0 | 0 | 0 | 0 | 0 | 0 | 0 | 0 | 0 | 0 | 0 | 0 | 0 | 0 | 0 | 0 | 0 | 0 | 0 | 0 | 0 | 0 | 0 | 0 | 0 | 0 | 0 | 0
| 2036 | 0 | 0 | 0 | 0 | 0 | 0 | 0 | 0 | 0 | 0 | 0 | 0 | 0 | 0 | 0 | 0 | 0 | 0 | 0 | 0 | 0 | 0 | 0 | 0 | 0 | 0 | 0 | 0 | 5.62 | 0 | 0 | 0 | 0 | 0 | 0 | 0.62 | 0 | 0 | 0 | 2.09 | 7.44 | 6.86 | 0 | 0 | 0 | 0 | 0 | 0 | 0 | 0 | 0 | 0 | 0 | 0 | 0 | 0 | 0 | 0 | 0 | 0 | 0 | 0 | 0 | 0 | 0 | 0 | 0 | 0 | 0 | 0 | 0 | 0
| 2037 | 0 | 0 | 0 | 0 | 0 | 0 | 0 | 0 | 0 | 0 | 0 | 0 | 0 | 0 | 0 | 0 | 0 | 0 | 0 | 0 | 0 | 0 | 0 | 0 | 0 | 0 | 0 | 0 | 5.62 | 0 | 0 | 0 | 0 | 0 | 0 | 0.62 | 0 | 0 | 0 | 2.08 | 7.44 | 6.86 | 0 | 0 | 0 | 0 | 0 | 0 | 0 | 0 | 0 | 0 | 0 | 0 | 0 | 0 | 0 | 0 | 0 | 0 | 0 | 0 | 0 | 0 | 0 | 0 | 0 | 0 | 0 | 0 | 0 | 0
| 2038 | 0 | 0 | 0 | 0 | 0 | 0 | 0 | 0 | 0 | 0 | 0 | 0 | 0 | 0 | 0 | 0 | 0 | 0 | 0 | 0 | 0 | 0 | 0 | 0 | 0 | 0 | 0 | 0 | 5.62 | 0 | 0 | 0 | 0 | 0 | 0 | 0.62 | 0 | 0 | 0 | 2.07 | 7.44 | 6.86 | 0 | 0 | 0 | 0 | 0 | 0 | 0 | 0 | 0 | 0 | 0 | 0 | 0 | 0 | 0 | 0 | 0 | 0 | 0 | 0 | 0 | 0 | 0 | 0 | 0 | 0 | 0 | 0 | 0 | 0
| 2039 | 0 | 0 | 0 | 0 | 0 | 0 | 0 | 0 | 0 | 0 | 0 | 0 | 0 | 0 | 0 | 0 | 0 | 0 | 0 | 0 | 0 | 0 | 0 | 0 | 0 | 0 | 0 | 0 | 5.62 | 0 | 0 | 0 | 0 | 0 | 0 | 0.62 | 0 | 0 | 0 | 2.05 | 7.44 | 6.86 | 0 | 0 | 0 | 0 | 0 | 0 | 0 | 0 | 0 | 0 | 0 | 0 | 0 | 0 | 0 | 0 | 0 | 0 | 0 | 0 | 0 | 0 | 0 | 0 | 0 | 0 | 0 | 0 | 0 | 0
| 2040 | 0 | 0 | 0 | 0 | 0 | 0 | 0 | 0 | 0 | 0 | 0 | 0 | 0 | 0 | 0 | 0 | 0 | 0 | 0 | 0 | 0 | 0 | 0 | 0 | 0 | 0 | 0 | 0 | 5.62 | 0 | 0 | 0 | 0 | 0 | 0 | 0.62 | 0 | 0 | 0 | 2.04 | 7.44 | 6.86 | 0 | 0 | 0 | 0 | 0 | 0 | 0 | 0 | 0 | 0 | 0 | 0 | 0 | 0 | 0 | 0 | 0 | 0 | 0 | 0 | 0 | 0 | 0 | 0 | 0 | 0 | 0 | 0 | 0 | 0
| 2041 | 0 | 0 | 0 | 0 | 0 | 0 | 0 | 0 | 0 | 0 | 0 | 0 | 0 | 0 | 0 | 0 | 0 | 0 | 0 | 0 | 0 | 0 | 0 | 0 | 0 | 0 | 0 | 0 | 5.62 | 0 | 0 | 0 | 0 | 0 | 0 | 0.62 | 0 | 0 | 0 | 2.03 | 7.44 | 6.86 | 0 | 0 | 0 | 0 | 0 | 0 | 0 | 0 | 0 | 0 | 0 | 0 | 0 | 0 | 0 | 0 | 0 | 0 | 0 | 0 | 0 | 0 | 0 | 0 | 0 | 0 | 0 | 0 | 0 | 0
| 2042 | 0 | 0 | 0 | 0 | 0 | 0 | 0 | 0 | 0 | 0 | 0 | 0 | 0 | 0 | 0 | 0 | 0 | 0 | 0 | 0 | 0 | 0 | 0 | 0 | 0 | 0 | 0 | 0 | 5.62 | 0 | 0 | 0 | 0 | 0 | 0 | 0.62 | 0 | 0 | 0 | 2.02 | 7.44 | 6.86 | 0 | 0 | 0 | 0 | 0 | 0 | 0 | 0 | 0 | 0 | 0 | 0 | 0 | 0 | 0 | 0 | 0 | 0 | 0 | 0 | 0 | 0 | 0 | 0 | 0 | 0 | 0 | 0 | 0 | 0
| 2043 | 0 | 0 | 0 | 0 | 0 | 0 | 0 | 0 | 0 | 0 | 0 | 0 | 0 | 0 | 0 | 0 | 0 | 0 | 0 | 0 | 0 | 0 | 0 | 0 | 0 | 0 | 0 | 0 | 5.62 | 0 | 0 | 0 | 0 | 0 | 0 | 0.62 | 0 | 0 | 0 | 2 | 7.44 | 6.86 | 0 | 0 | 0 | 0 | 0 | 0 | 0 | 0 | 0 | 0 | 0 | 0 | 0 | 0 | 0 | 0 | 0 | 0 | 0 | 0 | 0 | 0 | 0 | 0 | 0 | 0 | 0 | 0 | 0 | 0
| 2044 | 0 | 0 | 0 | 0 | 0 | 0 | 0 | 0 | 0 | 0 | 0 | 0 | 0 | 0 | 0 | 0 | 0 | 0 | 0 | 0 | 0 | 0 | 0 | 0 | 0 | 0 | 0 | 0 | 5.62 | 0 | 0 | 0 | 0 | 0 | 0 | 0.62 | 0 | 0 | 0 | 1.99 | 7.44 | 6.86 | 0 | 0 | 0 | 0 | 0 | 0 | 0 | 0 | 0 | 0 | 0 | 0 | 0 | 0 | 0 | 0 | 0 | 0 | 0 | 0 | 0 | 0 | 0 | 0 | 0 | 0 | 0 | 0 | 0 | 0
| 2045 | 0 | 0 | 0 | 0 | 0 | 0 | 0 | 0 | 0 | 0 | 0 | 0 | 0 | 0 | 0 | 0 | 0 | 0 | 0 | 0 | 0 | 0 | 0 | 0 | 0 | 0 | 0 | 0 | 5.62 | 0 | 0 | 0 | 0 | 0 | 0 | 0.62 | 0 | 0 | 0 | 1.98 | 7.44 | 6.86 | 0 | 0 | 0 | 0 | 0 | 0 | 0 | 0 | 0 | 0 | 0 | 0 | 0 | 0 | 0 | 0 | 0 | 0 | 0 | 0 | 0 | 0 | 0 | 0 | 0 | 0 | 0 | 0 | 0 | 0
| 2046 | 0 | 0 | 0 | 0 | 0 | 0 | 0 | 0 | 0 | 0 | 0 | 0 | 0 | 0 | 0 | 0 | 0 | 0 | 0 | 0 | 0 | 0 | 0 | 0 | 0 | 0 | 0 | 0 | 5.62 | 0 | 0 | 0 | 0 | 0 | 0 | 0.62 | 0 | 0 | 0 | 1.96 | 7.44 | 6.86 | 0 | 0 | 0 | 0 | 0 | 0 | 0 | 0 | 0 | 0 | 0 | 0 | 0 | 0 | 0 | 0 | 0 | 0 | 0 | 0 | 0 | 0 | 0 | 0 | 0 | 0 | 0 | 0 | 0 | 0
| 2047 | 0 | 0 | 0 | 0 | 0 | 0 | 0 | 0 | 0 | 0 | 0 | 0 | 0 | 0 | 0 | 0 | 0 | 0 | 0 | 0 | 0 | 0 | 0 | 0 | 0 | 0 | 0 | 0 | 5.62 | 0 | 0 | 0 | 0 | 0 | 0 | 0.62 | 0 | 0 | 0 | 1.95 | 7.44 | 6.86 | 0 | 0 | 0 | 0 | 0 | 0 | 0 | 0 | 0 | 0 | 0 | 0 | 0 | 0 | 0 | 0 | 0 | 0 | 0 | 0 | 0 | 0 | 0 | 0 | 0 | 0 | 0 | 0 | 0 | 0
| 2048 | 0 | 0 | 0 | 0 | 0 | 0 | 0 | 0 | 0 | 0 | 0 | 0 | 0 | 0 | 0 | 0 | 0 | 0 | 0 | 0 | 0 | 0 | 0 | 0 | 0 | 0 | 0 | 0 | 5.62 | 0 | 0 | 0 | 0 | 0 | 0 | 0.62 | 0 | 0 | 0 | 1.94 | 7.44 | 6.86 | 0 | 0 | 0 | 0 | 0 | 0 | 0 | 0 | 0 | 0 | 0 | 0 | 0 | 0 | 0 | 0 | 0 | 0 | 0 | 0 | 0 | 0 | 0 | 0 | 0 | 0 | 0 | 0 | 0 | 0
| 2049 | 0 | 0 | 0 | 0 | 0 | 0 | 0 | 0 | 0 | 0 | 0 | 0 | 0 | 0 | 0 | 0 | 0 | 0 | 0 | 0 | 0 | 0 | 0 | 0 | 0 | 0 | 0 | 0 | 5.62 | 0 | 0 | 0 | 0 | 0 | 0 | 0.62 | 0 | 0 | 0 | 1.93 | 7.44 | 6.86 | 0 | 0 | 0 | 0 | 0 | 0 | 0 | 0 | 0 | 0 | 0 | 0 | 0 | 0 | 0 | 0 | 0 | 0 | 0 | 0 | 0 | 0 | 0 | 0 | 0 | 0 | 0 | 0 | 0 | 0
| 2050 | 0 | 0 | 0 | 0 | 0 | 0 | 0 | 0 | 0 | 0 | 0 | 0 | 0 | 0 | 0 | 0 | 0 | 0 | 0 | 0 | 0 | 0 | 0 | 0 | 0 | 0 | 0 | 0 | 5.62 | 0 | 0 | 0 | 0 | 0 | 0 | 0.62 | 0 | 0 | 0 | 1.92 | 7.44 | 6.86 | 0 | 0 | 0 | 0 | 0 | 0 | 0 | 0 | 0 | 0 | 0 | 0 | 0 | 0 | 0 | 0 | 0 | 0 | 0 | 0 | 0 | 0 | 0 | 0 | 0 | 0 | 0 | 0 | 0 | 0
| 2051 | 0 | 0 | 0 | 0 | 0 | 0 | 0 | 0 | 0 | 0 | 0 | 0 | 0 | 0 | 0 | 0 | 0 | 0 | 0 | 0 | 0 | 0 | 0 | 0 | 0 | 0 | 0 | 0 | 5.62 | 0 | 0 | 0 | 0 | 0 | 0 | 0.62 | 0 | 0 | 0 | 1.92 | 7.44 | 6.86 | 0 | 0 | 0 | 0 | 0 | 0 | 0 | 0 | 0 | 0 | 0 | 0 | 0 | 0 | 0 | 0 | 0 | 0 | 0 | 0 | 0 | 0 | 0 | 0 | 0 | 0 | 0 | 0 | 0 | 0
| 2052 | 0 | 0 | 0 | 0 | 0 | 0 | 0 | 0 | 0 | 0 | 0 | 0 | 0 | 0 | 0 | 0 | 0 | 0 | 0 | 0 | 0 | 0 | 0 | 0 | 0 | 0 | 0 | 0 | 5.62 | 0 | 0 | 0 | 0 | 0 | 0 | 0.62 | 0 | 0 | 0 | 1.92 | 7.44 | 6.86 | 0 | 0 | 0 | 0 | 0 | 0 | 0 | 0 | 0 | 0 | 0 | 0 | 0 | 0 | 0 | 0 | 0 | 0 | 0 | 0 | 0 | 0 | 0 | 0 | 0 | 0 | 0 | 0 | 0 | 0
| 2053 | 0 | 0 | 0 | 0 | 0 | 0 | 0 | 0 | 0 | 0 | 0 | 0 | 0 | 0 | 0 | 0 | 0 | 0 | 0 | 0 | 0 | 0 | 0 | 0 | 0 | 0 | 0 | 0 | 5.62 | 0 | 0 | 0 | 0 | 0 | 0 | 0.62 | 0 | 0 | 0 | 1.92 | 7.44 | 6.86 | 0 | 0 | 0 | 0 | 0 | 0 | 0 | 0 | 0 | 0 | 0 | 0 | 0 | 0 | 0 | 0 | 0 | 0 | 0 | 0 | 0 | 0 | 0 | 0 | 0 | 0 | 0 | 0 | 0 | 0
| 2054 | 0 | 0 | 0 | 0 | 0 | 0 | 0 | 0 | 0 | 0 | 0 | 0 | 0 | 0 | 0 | 0 | 0 | 0 | 0 | 0 | 0 | 0 | 0 | 0 | 0 | 0 | 0 | 0 | 5.62 | 0 | 0 | 0 | 0 | 0 | 0 | 0.62 | 0 | 0 | 0 | 1.92 | 7.44 | 6.86 | 0 | 0 | 0 | 0 | 0 | 0 | 0 | 0 | 0 | 0 | 0 | 0 | 0 | 0 | 0 | 0 | 0 | 0 | 0 | 0 | 0 | 0 | 0 | 0 | 0 | 0 | 0 | 0 | 0 | 0
| 2055 | 0 | 0 | 0 | 0 | 0 | 0 | 0 | 0 | 0 | 0 | 0 | 0 | 0 | 0 | 0 | 0 | 0 | 0 | 0 | 0 | 0 | 0 | 0 | 0 | 0 | 0 | 0 | 0 | 5.62 | 0 | 0 | 0 | 0 | 0 | 0 | 0.62 | 0 | 0 | 0 | 1.92 | 7.44 | 6.86 | 0 | 0 | 0 | 0 | 0 | 0 | 0 | 0 | 0 | 0 | 0 | 0 | 0 | 0 | 0 | 0 | 0 | 0 | 0 | 0 | 0 | 0 | 0 | 0 | 0 | 0 | 0 | 0 | 0 | 0
| 2056 | 0 | 0 | 0 | 0 | 0 | 0 | 0 | 0 | 0 | 0 | 0 | 0 | 0 | 0 | 0 | 0 | 0 | 0 | 0 | 0 | 0 | 0 | 0 | 0 | 0 | 0 | 0 | 0 | 5.62 | 0 | 0 | 0 | 0 | 0 | 0 | 0.62 | 0 | 0 | 0 | 1.92 | 7.44 | 6.86 | 0 | 0 | 0 | 0 | 0 | 0 | 0 | 0 | 0 | 0 | 0 | 0 | 0 | 0 | 0 | 0 | 0 | 0 | 0 | 0 | 0 | 0 | 0 | 0 | 0 | 0 | 0 | 0 | 0 | 0
| 2057 | 0 | 0 | 0 | 0 | 0 | 0 | 0 | 0 | 0 | 0 | 0 | 0 | 0 | 0 | 0 | 0 | 0 | 0 | 0 | 0 | 0 | 0 | 0 | 0 | 0 | 0 | 0 | 0 | 5.62 | 0 | 0 | 0 | 0 | 0 | 0 | 0.62 | 0 | 0 | 0 | 1.92 | 7.44 | 6.86 | 0 | 0 | 0 | 0 | 0 | 0 | 0 | 0 | 0 | 0 | 0 | 0 | 0 | 0 | 0 | 0 | 0 | 0 | 0 | 0 | 0 | 0 | 0 | 0 | 0 | 0 | 0 | 0 | 0 | 0
| 2058 | 0 | 0 | 0 | 0 | 0 | 0 | 0 | 0 | 0 | 0 | 0 | 0 | 0 | 0 | 0 | 0 | 0 | 0 | 0 | 0 | 0 | 0 | 0 | 0 | 0 | 0 | 0 | 0 | 5.62 | 0 | 0 | 0 | 0 | 0 | 0 | 0.62 | 0 | 0 | 0 | 1.92 | 7.44 | 6.86 | 0 | 0 | 0 | 0 | 0 | 0 | 0 | 0 | 0 | 0 | 0 | 0 | 0 | 0 | 0 | 0 | 0 | 0 | 0 | 0 | 0 | 0 | 0 | 0 | 0 | 0 | 0 | 0 | 0 | 0
| 2059 | 0 | 0 | 0 | 0 | 0 | 0 | 0 | 0 | 0 | 0 | 0 | 0 | 0 | 0 | 0 | 0 | 0 | 0 | 0 | 0 | 0 | 0 | 0 | 0 | 0 | 0 | 0 | 0 | 5.62 | 0 | 0 | 0 | 0 | 0 | 0 | 0.62 | 0 | 0 | 0 | 1.92 | 7.44 | 6.86 | 0 | 0 | 0 | 0 | 0 | 0 | 0 | 0 | 0 | 0 | 0 | 0 | 0 | 0 | 0 | 0 | 0 | 0 | 0 | 0 | 0 | 0 | 0 | 0 | 0 | 0 | 0 | 0 | 0 | 0
| 2060 | 0 | 0 | 0 | 0 | 0 | 0 | 0 | 0 | 0 | 0 | 0 | 0 | 0 | 0 | 0 | 0 | 0 | 0 | 0 | 0 | 0 | 0 | 0 | 0 | 0 | 0 | 0 | 0 | 5.62 | 0 | 0 | 0 | 0 | 0 | 0 | 0.62 | 0 | 0 | 0 | 1.92 | 7.44 | 6.86 | 0 | 0 | 0 | 0 | 0 | 0 | 0 | 0 | 0 | 0 | 0 | 0 | 0 | 0 | 0 | 0 | 0 | 0 | 0 | 0 | 0 | 0 | 0 | 0 | 0 | 0 | 0 | 0 | 0 | 0
12 | Fuel Cost, $/MWh
| 2023 | 0 | 0 | 0 | 0 | 0 | 0 | 0 | 0 | 0 | 0 | 0 | 0 | 0 | 0 | 0 | 0 | 0 | 0 | 0 | 0 | 0 | 0 | 0 | 0 | 0 | 0 | 0 | 0 | 65.38 | 0 | 0 | 0 | 0 | 0 | 0 | 0 | 0 | 0 | 0 | 15.91 | 24.35 | 20.79 | 0 | 0 | 0 | 0 | 0 | 0 | 0 | 0 | 0 | 0 | 0 | 0 | 0 | 0 | 0 | 0 | 0 | 0 | 0 | 0 | 0 | 0 | 0 | 0 | 0 | 0 | 0 | 0 | 0 | 0
| 2024 | 0 | 0 | 0 | 0 | 0 | 0 | 0 | 0 | 0 | 0 | 0 | 0 | 0 | 0 | 0 | 0 | 0 | 0 | 0 | 0 | 0 | 0 | 0 | 0 | 0 | 0 | 0 | 0 | 70.28 | 0 | 0 | 0 | 0 | 0 | 0 | 0 | 0 | 0 | 0 | 17.67 | 27.12 | 23.15 | 0 | 0 | 0 | 0 | 0 | 0 | 0 | 0 | 0 | 0 | 0 | 0 | 0 | 0 | 0 | 0 | 0 | 0 | 0 | 0 | 0 | 0 | 0 | 0 | 0 | 0 | 0 | 0 | 0 | 0
| 2025 | 0 | 0 | 0 | 0 | 0 | 0 | 0 | 0 | 0 | 0 | 0 | 0 | 0 | 0 | 0 | 0 | 0 | 0 | 0 | 0 | 0 | 0 | 0 | 0 | 0 | 0 | 0 | 0 | 69.92 | 0 | 0 | 0 | 0 | 0 | 0 | 0 | 0 | 0 | 0 | 17.83 | 27.44 | 23.42 | 0 | 0 | 0 | 0 | 0 | 0 | 0 | 0 | 0 | 0 | 0 | 0 | 0 | 0 | 0 | 0 | 0 | 0 | 0 | 0 | 0 | 0 | 0 | 0 | 0 | 0 | 0 | 0 | 0 | 0
| 2026 | 0 | 0 | 0 | 0 | 0 | 0 | 0 | 0 | 0 | 0 | 0 | 0 | 0 | 0 | 0 | 0 | 0 | 0 | 0 | 0 | 0 | 0 | 0 | 0 | 0 | 0 | 0 | 0 | 70.66 | 0 | 0 | 0 | 0 | 0 | 0 | 0 | 0 | 0 | 0 | 18.02 | 27.79 | 23.73 | 0 | 0 | 0 | 0 | 0 | 0 | 0 | 0 | 0 | 0 | 0 | 0 | 0 | 0 | 0 | 0 | 0 | 0 | 0 | 0 | 0 | 0 | 0 | 0 | 0 | 0 | 0 | 0 | 0 | 0
| 2027 | 0 | 0 | 0 | 0 | 0 | 0 | 0 | 0 | 0 | 0 | 0 | 0 | 0 | 0 | 0 | 0 | 0 | 0 | 0 | 0 | 0 | 0 | 0 | 0 | 0 | 0 | 0 | 0 | 71.5 | 0 | 0 | 0 | 0 | 0 | 0 | 0 | 0 | 0 | 0 | 18.24 | 28.19 | 24.07 | 0 | 0 | 0 | 0 | 0 | 0 | 0 | 0 | 0 | 0 | 0 | 0 | 0 | 0 | 0 | 0 | 0 | 0 | 0 | 0 | 0 | 0 | 0 | 0 | 0 | 0 | 0 | 0 | 0 | 0
| 2028 | 0 | 0 | 0 | 0 | 0 | 0 | 0 | 0 | 0 | 0 | 0 | 0 | 0 | 0 | 0 | 0 | 0 | 0 | 0 | 0 | 0 | 0 | 0 | 0 | 0 | 0 | 0 | 0 | 72.47 | 0 | 0 | 0 | 0 | 0 | 0 | 0 | 0 | 0 | 0 | 18.48 | 28.64 | 24.45 | 0 | 0 | 0 | 0 | 0 | 0 | 0 | 0 | 0 | 0 | 0 | 0 | 0 | 0 | 0 | 0 | 0 | 0 | 0 | 0 | 0 | 0 | 0 | 0 | 0 | 0 | 0 | 0 | 0 | 0
| 2029 | 0 | 0 | 0 | 0 | 0 | 0 | 0 | 0 | 0 | 0 | 0 | 0 | 0 | 0 | 0 | 0 | 0 | 0 | 0 | 0 | 0 | 0 | 0 | 0 | 0 | 0 | 0 | 0 | 73.58 | 0 | 0 | 0 | 0 | 0 | 0 | 0 | 0 | 0 | 0 | 18.76 | 29.15 | 24.89 | 0 | 0 | 0 | 0 | 0 | 0 | 0 | 0 | 0 | 0 | 0 | 0 | 0 | 0 | 0 | 0 | 0 | 0 | 0 | 0 | 0 | 0 | 0 | 0 | 0 | 0 | 0 | 0 | 0 | 0
| 2030 | 0 | 0 | 0 | 0 | 0 | 0 | 0 | 0 | 0 | 0 | 0 | 0 | 0 | 0 | 0 | 0 | 0 | 0 | 0 | 0 | 0 | 0 | 0 | 0 | 0 | 0 | 0 | 0 | 73.58 | 0 | 0 | 0 | 0 | 0 | 0 | 0 | 0 | 0 | 0 | 18.71 | 29.15 | 24.89 | 0 | 0 | 0 | 0 | 0 | 0 | 0 | 0 | 0 | 0 | 0 | 0 | 0 | 0 | 0 | 0 | 0 | 0 | 0 | 0 | 0 | 0 | 0 | 0 | 0 | 0 | 0 | 0 | 0 | 0
| 2031 | 0 | 0 | 0 | 0 | 0 | 0 | 0 | 0 | 0 | 0 | 0 | 0 | 0 | 0 | 0 | 0 | 0 | 0 | 0 | 0 | 0 | 0 | 0 | 0 | 0 | 0 | 0 | 0 | 73.58 | 0 | 0 | 0 | 0 | 0 | 0 | 0 | 0 | 0 | 0 | 18.67 | 29.15 | 24.89 | 0 | 0 | 0 | 0 | 0 | 0 | 0 | 0 | 0 | 0 | 0 | 0 | 0 | 0 | 0 | 0 | 0 | 0 | 0 | 0 | 0 | 0 | 0 | 0 | 0 | 0 | 0 | 0 | 0 | 0
| 2032 | 0 | 0 | 0 | 0 | 0 | 0 | 0 | 0 | 0 | 0 | 0 | 0 | 0 | 0 | 0 | 0 | 0 | 0 | 0 | 0 | 0 | 0 | 0 | 0 | 0 | 0 | 0 | 0 | 73.58 | 0 | 0 | 0 | 0 | 0 | 0 | 0 | 0 | 0 | 0 | 18.62 | 29.15 | 24.89 | 0 | 0 | 0 | 0 | 0 | 0 | 0 | 0 | 0 | 0 | 0 | 0 | 0 | 0 | 0 | 0 | 0 | 0 | 0 | 0 | 0 | 0 | 0 | 0 | 0 | 0 | 0 | 0 | 0 | 0
| 2033 | 0 | 0 | 0 | 0 | 0 | 0 | 0 | 0 | 0 | 0 | 0 | 0 | 0 | 0 | 0 | 0 | 0 | 0 | 0 | 0 | 0 | 0 | 0 | 0 | 0 | 0 | 0 | 0 | 73.58 | 0 | 0 | 0 | 0 | 0 | 0 | 0 | 0 | 0 | 0 | 18.57 | 29.15 | 24.89 | 0 | 0 | 0 | 0 | 0 | 0 | 0 | 0 | 0 | 0 | 0 | 0 | 0 | 0 | 0 | 0 | 0 | 0 | 0 | 0 | 0 | 0 | 0 | 0 | 0 | 0 | 0 | 0 | 0 | 0
| 2034 | 0 | 0 | 0 | 0 | 0 | 0 | 0 | 0 | 0 | 0 | 0 | 0 | 0 | 0 | 0 | 0 | 0 | 0 | 0 | 0 | 0 | 0 | 0 | 0 | 0 | 0 | 0 | 0 | 73.58 | 0 | 0 | 0 | 0 | 0 | 0 | 0 | 0 | 0 | 0 | 18.53 | 29.15 | 24.89 | 0 | 0 | 0 | 0 | 0 | 0 | 0 | 0 | 0 | 0 | 0 | 0 | 0 | 0 | 0 | 0 | 0 | 0 | 0 | 0 | 0 | 0 | 0 | 0 | 0 | 0 | 0 | 0 | 0 | 0
| 2035 | 0 | 0 | 0 | 0 | 0 | 0 | 0 | 0 | 0 | 0 | 0 | 0 | 0 | 0 | 0 | 0 | 0 | 0 | 0 | 0 | 0 | 0 | 0 | 0 | 0 | 0 | 0 | 0 | 73.58 | 0 | 0 | 0 | 0 | 0 | 0 | 0 | 0 | 0 | 0 | 18.48 | 29.15 | 24.89 | 0 | 0 | 0 | 0 | 0 | 0 | 0 | 0 | 0 | 0 | 0 | 0 | 0 | 0 | 0 | 0 | 0 | 0 | 0 | 0 | 0 | 0 | 0 | 0 | 0 | 0 | 0 | 0 | 0 | 0
| 2036 | 0 | 0 | 0 | 0 | 0 | 0 | 0 | 0 | 0 | 0 | 0 | 0 | 0 | 0 | 0 | 0 | 0 | 0 | 0 | 0 | 0 | 0 | 0 | 0 | 0 | 0 | 0 | 0 | 73.58 | 0 | 0 | 0 | 0 | 0 | 0 | 0 | 0 | 0 | 0 | 18.48 | 29.15 | 24.89 | 0 | 0 | 0 | 0 | 0 | 0 | 0 | 0 | 0 | 0 | 0 | 0 | 0 | 0 | 0 | 0 | 0 | 0 | 0 | 0 | 0 | 0 | 0 | 0 | 0 | 0 | 0 | 0 | 0 | 0
| 2037 | 0 | 0 | 0 | 0 | 0 | 0 | 0 | 0 | 0 | 0 | 0 | 0 | 0 | 0 | 0 | 0 | 0 | 0 | 0 | 0 | 0 | 0 | 0 | 0 | 0 | 0 | 0 | 0 | 73.58 | 0 | 0 | 0 | 0 | 0 | 0 | 0 | 0 | 0 | 0 | 18.48 | 29.15 | 24.89 | 0 | 0 | 0 | 0 | 0 | 0 | 0 | 0 | 0 | 0 | 0 | 0 | 0 | 0 | 0 | 0 | 0 | 0 | 0 | 0 | 0 | 0 | 0 | 0 | 0 | 0 | 0 | 0 | 0 | 0
| 2038 | 0 | 0 | 0 | 0 | 0 | 0 | 0 | 0 | 0 | 0 | 0 | 0 | 0 | 0 | 0 | 0 | 0 | 0 | 0 | 0 | 0 | 0 | 0 | 0 | 0 | 0 | 0 | 0 | 73.58 | 0 | 0 | 0 | 0 | 0 | 0 | 0 | 0 | 0 | 0 | 18.48 | 29.15 | 24.89 | 0 | 0 | 0 | 0 | 0 | 0 | 0 | 0 | 0 | 0 | 0 | 0 | 0 | 0 | 0 | 0 | 0 | 0 | 0 | 0 | 0 | 0 | 0 | 0 | 0 | 0 | 0 | 0 | 0 | 0
| 2039 | 0 | 0 | 0 | 0 | 0 | 0 | 0 | 0 | 0 | 0 | 0 | 0 | 0 | 0 | 0 | 0 | 0 | 0 | 0 | 0 | 0 | 0 | 0 | 0 | 0 | 0 | 0 | 0 | 73.58 | 0 | 0 | 0 | 0 | 0 | 0 | 0 | 0 | 0 | 0 | 18.48 | 29.15 | 24.89 | 0 | 0 | 0 | 0 | 0 | 0 | 0 | 0 | 0 | 0 | 0 | 0 | 0 | 0 | 0 | 0 | 0 | 0 | 0 | 0 | 0 | 0 | 0 | 0 | 0 | 0 | 0 | 0 | 0 | 0
| 2040 | 0 | 0 | 0 | 0 | 0 | 0 | 0 | 0 | 0 | 0 | 0 | 0 | 0 | 0 | 0 | 0 | 0 | 0 | 0 | 0 | 0 | 0 | 0 | 0 | 0 | 0 | 0 | 0 | 73.58 | 0 | 0 | 0 | 0 | 0 | 0 | 0 | 0 | 0 | 0 | 18.48 | 29.15 | 24.89 | 0 | 0 | 0 | 0 | 0 | 0 | 0 | 0 | 0 | 0 | 0 | 0 | 0 | 0 | 0 | 0 | 0 | 0 | 0 | 0 | 0 | 0 | 0 | 0 | 0 | 0 | 0 | 0 | 0 | 0
| 2041 | 0 | 0 | 0 | 0 | 0 | 0 | 0 | 0 | 0 | 0 | 0 | 0 | 0 | 0 | 0 | 0 | 0 | 0 | 0 | 0 | 0 | 0 | 0 | 0 | 0 | 0 | 0 | 0 | 73.58 | 0 | 0 | 0 | 0 | 0 | 0 | 0 | 0 | 0 | 0 | 18.48 | 29.15 | 24.89 | 0 | 0 | 0 | 0 | 0 | 0 | 0 | 0 | 0 | 0 | 0 | 0 | 0 | 0 | 0 | 0 | 0 | 0 | 0 | 0 | 0 | 0 | 0 | 0 | 0 | 0 | 0 | 0 | 0 | 0
| 2042 | 0 | 0 | 0 | 0 | 0 | 0 | 0 | 0 | 0 | 0 | 0 | 0 | 0 | 0 | 0 | 0 | 0 | 0 | 0 | 0 | 0 | 0 | 0 | 0 | 0 | 0 | 0 | 0 | 73.58 | 0 | 0 | 0 | 0 | 0 | 0 | 0 | 0 | 0 | 0 | 18.48 | 29.15 | 24.89 | 0 | 0 | 0 | 0 | 0 | 0 | 0 | 0 | 0 | 0 | 0 | 0 | 0 | 0 | 0 | 0 | 0 | 0 | 0 | 0 | 0 | 0 | 0 | 0 | 0 | 0 | 0 | 0 | 0 | 0
| 2043 | 0 | 0 | 0 | 0 | 0 | 0 | 0 | 0 | 0 | 0 | 0 | 0 | 0 | 0 | 0 | 0 | 0 | 0 | 0 | 0 | 0 | 0 | 0 | 0 | 0 | 0 | 0 | 0 | 73.58 | 0 | 0 | 0 | 0 | 0 | 0 | 0 | 0 | 0 | 0 | 18.48 | 29.15 | 24.89 | 0 | 0 | 0 | 0 | 0 | 0 | 0 | 0 | 0 | 0 | 0 | 0 | 0 | 0 | 0 | 0 | 0 | 0 | 0 | 0 | 0 | 0 | 0 | 0 | 0 | 0 | 0 | 0 | 0 | 0
| 2044 | 0 | 0 | 0 | 0 | 0 | 0 | 0 | 0 | 0 | 0 | 0 | 0 | 0 | 0 | 0 | 0 | 0 | 0 | 0 | 0 | 0 | 0 | 0 | 0 | 0 | 0 | 0 | 0 | 73.58 | 0 | 0 | 0 | 0 | 0 | 0 | 0 | 0 | 0 | 0 | 18.48 | 29.15 | 24.89 | 0 | 0 | 0 | 0 | 0 | 0 | 0 | 0 | 0 | 0 | 0 | 0 | 0 | 0 | 0 | 0 | 0 | 0 | 0 | 0 | 0 | 0 | 0 | 0 | 0 | 0 | 0 | 0 | 0 | 0
| 2045 | 0 | 0 | 0 | 0 | 0 | 0 | 0 | 0 | 0 | 0 | 0 | 0 | 0 | 0 | 0 | 0 | 0 | 0 | 0 | 0 | 0 | 0 | 0 | 0 | 0 | 0 | 0 | 0 | 73.58 | 0 | 0 | 0 | 0 | 0 | 0 | 0 | 0 | 0 | 0 | 18.48 | 29.15 | 24.89 | 0 | 0 | 0 | 0 | 0 | 0 | 0 | 0 | 0 | 0 | 0 | 0 | 0 | 0 | 0 | 0 | 0 | 0 | 0 | 0 | 0 | 0 | 0 | 0 | 0 | 0 | 0 | 0 | 0 | 0
| 2046 | 0 | 0 | 0 | 0 | 0 | 0 | 0 | 0 | 0 | 0 | 0 | 0 | 0 | 0 | 0 | 0 | 0 | 0 | 0 | 0 | 0 | 0 | 0 | 0 | 0 | 0 | 0 | 0 | 73.58 | 0 | 0 | 0 | 0 | 0 | 0 | 0 | 0 | 0 | 0 | 18.48 | 29.15 | 24.89 | 0 | 0 | 0 | 0 | 0 | 0 | 0 | 0 | 0 | 0 | 0 | 0 | 0 | 0 | 0 | 0 | 0 | 0 | 0 | 0 | 0 | 0 | 0 | 0 | 0 | 0 | 0 | 0 | 0 | 0
| 2047 | 0 | 0 | 0 | 0 | 0 | 0 | 0 | 0 | 0 | 0 | 0 | 0 | 0 | 0 | 0 | 0 | 0 | 0 | 0 | 0 | 0 | 0 | 0 | 0 | 0 | 0 | 0 | 0 | 73.58 | 0 | 0 | 0 | 0 | 0 | 0 | 0 | 0 | 0 | 0 | 18.48 | 29.15 | 24.89 | 0 | 0 | 0 | 0 | 0 | 0 | 0 | 0 | 0 | 0 | 0 | 0 | 0 | 0 | 0 | 0 | 0 | 0 | 0 | 0 | 0 | 0 | 0 | 0 | 0 | 0 | 0 | 0 | 0 | 0
| 2048 | 0 | 0 | 0 | 0 | 0 | 0 | 0 | 0 | 0 | 0 | 0 | 0 | 0 | 0 | 0 | 0 | 0 | 0 | 0 | 0 | 0 | 0 | 0 | 0 | 0 | 0 | 0 | 0 | 73.58 | 0 | 0 | 0 | 0 | 0 | 0 | 0 | 0 | 0 | 0 | 18.48 | 29.15 | 24.89 | 0 | 0 | 0 | 0 | 0 | 0 | 0 | 0 | 0 | 0 | 0 | 0 | 0 | 0 | 0 | 0 | 0 | 0 | 0 | 0 | 0 | 0 | 0 | 0 | 0 | 0 | 0 | 0 | 0 | 0
| 2049 | 0 | 0 | 0 | 0 | 0 | 0 | 0 | 0 | 0 | 0 | 0 | 0 | 0 | 0 | 0 | 0 | 0 | 0 | 0 | 0 | 0 | 0 | 0 | 0 | 0 | 0 | 0 | 0 | 73.58 | 0 | 0 | 0 | 0 | 0 | 0 | 0 | 0 | 0 | 0 | 18.48 | 29.15 | 24.89 | 0 | 0 | 0 | 0 | 0 | 0 | 0 | 0 | 0 | 0 | 0 | 0 | 0 | 0 | 0 | 0 | 0 | 0 | 0 | 0 | 0 | 0 | 0 | 0 | 0 | 0 | 0 | 0 | 0 | 0
| 2050 | 0 | 0 | 0 | 0 | 0 | 0 | 0 | 0 | 0 | 0 | 0 | 0 | 0 | 0 | 0 | 0 | 0 | 0 | 0 | 0 | 0 | 0 | 0 | 0 | 0 | 0 | 0 | 0 | 73.58 | 0 | 0 | 0 | 0 | 0 | 0 | 0 | 0 | 0 | 0 | 18.48 | 29.15 | 24.89 | 0 | 0 | 0 | 0 | 0 | 0 | 0 | 0 | 0 | 0 | 0 | 0 | 0 | 0 | 0 | 0 | 0 | 0 | 0 | 0 | 0 | 0 | 0 | 0 | 0 | 0 | 0 | 0 | 0 | 0
| 2051 | 0 | 0 | 0 | 0 | 0 | 0 | 0 | 0 | 0 | 0 | 0 | 0 | 0 | 0 | 0 | 0 | 0 | 0 | 0 | 0 | 0 | 0 | 0 | 0 | 0 | 0 | 0 | 0 | 73.58 | 0 | 0 | 0 | 0 | 0 | 0 | 0 | 0 | 0 | 0 | 18.48 | 29.15 | 24.89 | 0 | 0 | 0 | 0 | 0 | 0 | 0 | 0 | 0 | 0 | 0 | 0 | 0 | 0 | 0 | 0 | 0 | 0 | 0 | 0 | 0 | 0 | 0 | 0 | 0 | 0 | 0 | 0 | 0 | 0
| 2052 | 0 | 0 | 0 | 0 | 0 | 0 | 0 | 0 | 0 | 0 | 0 | 0 | 0 | 0 | 0 | 0 | 0 | 0 | 0 | 0 | 0 | 0 | 0 | 0 | 0 | 0 | 0 | 0 | 73.58 | 0 | 0 | 0 | 0 | 0 | 0 | 0 | 0 | 0 | 0 | 18.48 | 29.15 | 24.89 | 0 | 0 | 0 | 0 | 0 | 0 | 0 | 0 | 0 | 0 | 0 | 0 | 0 | 0 | 0 | 0 | 0 | 0 | 0 | 0 | 0 | 0 | 0 | 0 | 0 | 0 | 0 | 0 | 0 | 0
| 2053 | 0 | 0 | 0 | 0 | 0 | 0 | 0 | 0 | 0 | 0 | 0 | 0 | 0 | 0 | 0 | 0 | 0 | 0 | 0 | 0 | 0 | 0 | 0 | 0 | 0 | 0 | 0 | 0 | 73.58 | 0 | 0 | 0 | 0 | 0 | 0 | 0 | 0 | 0 | 0 | 18.48 | 29.15 | 24.89 | 0 | 0 | 0 | 0 | 0 | 0 | 0 | 0 | 0 | 0 | 0 | 0 | 0 | 0 | 0 | 0 | 0 | 0 | 0 | 0 | 0 | 0 | 0 | 0 | 0 | 0 | 0 | 0 | 0 | 0
| 2054 | 0 | 0 | 0 | 0 | 0 | 0 | 0 | 0 | 0 | 0 | 0 | 0 | 0 | 0 | 0 | 0 | 0 | 0 | 0 | 0 | 0 | 0 | 0 | 0 | 0 | 0 | 0 | 0 | 73.58 | 0 | 0 | 0 | 0 | 0 | 0 | 0 | 0 | 0 | 0 | 18.48 | 29.15 | 24.89 | 0 | 0 | 0 | 0 | 0 | 0 | 0 | 0 | 0 | 0 | 0 | 0 | 0 | 0 | 0 | 0 | 0 | 0 | 0 | 0 | 0 | 0 | 0 | 0 | 0 | 0 | 0 | 0 | 0 | 0
| 2055 | 0 | 0 | 0 | 0 | 0 | 0 | 0 | 0 | 0 | 0 | 0 | 0 | 0 | 0 | 0 | 0 | 0 | 0 | 0 | 0 | 0 | 0 | 0 | 0 | 0 | 0 | 0 | 0 | 73.58 | 0 | 0 | 0 | 0 | 0 | 0 | 0 | 0 | 0 | 0 | 18.48 | 29.15 | 24.89 | 0 | 0 | 0 | 0 | 0 | 0 | 0 | 0 | 0 | 0 | 0 | 0 | 0 | 0 | 0 | 0 | 0 | 0 | 0 | 0 | 0 | 0 | 0 | 0 | 0 | 0 | 0 | 0 | 0 | 0
| 2056 | 0 | 0 | 0 | 0 | 0 | 0 | 0 | 0 | 0 | 0 | 0 | 0 | 0 | 0 | 0 | 0 | 0 | 0 | 0 | 0 | 0 | 0 | 0 | 0 | 0 | 0 | 0 | 0 | 73.58 | 0 | 0 | 0 | 0 | 0 | 0 | 0 | 0 | 0 | 0 | 18.48 | 29.15 | 24.89 | 0 | 0 | 0 | 0 | 0 | 0 | 0 | 0 | 0 | 0 | 0 | 0 | 0 | 0 | 0 | 0 | 0 | 0 | 0 | 0 | 0 | 0 | 0 | 0 | 0 | 0 | 0 | 0 | 0 | 0
| 2057 | 0 | 0 | 0 | 0 | 0 | 0 | 0 | 0 | 0 | 0 | 0 | 0 | 0 | 0 | 0 | 0 | 0 | 0 | 0 | 0 | 0 | 0 | 0 | 0 | 0 | 0 | 0 | 0 | 73.58 | 0 | 0 | 0 | 0 | 0 | 0 | 0 | 0 | 0 | 0 | 18.48 | 29.15 | 24.89 | 0 | 0 | 0 | 0 | 0 | 0 | 0 | 0 | 0 | 0 | 0 | 0 | 0 | 0 | 0 | 0 | 0 | 0 | 0 | 0 | 0 | 0 | 0 | 0 | 0 | 0 | 0 | 0 | 0 | 0
| 2058 | 0 | 0 | 0 | 0 | 0 | 0 | 0 | 0 | 0 | 0 | 0 | 0 | 0 | 0 | 0 | 0 | 0 | 0 | 0 | 0 | 0 | 0 | 0 | 0 | 0 | 0 | 0 | 0 | 73.58 | 0 | 0 | 0 | 0 | 0 | 0 | 0 | 0 | 0 | 0 | 18.48 | 29.15 | 24.89 | 0 | 0 | 0 | 0 | 0 | 0 | 0 | 0 | 0 | 0 | 0 | 0 | 0 | 0 | 0 | 0 | 0 | 0 | 0 | 0 | 0 | 0 | 0 | 0 | 0 | 0 | 0 | 0 | 0 | 0
| 2059 | 0 | 0 | 0 | 0 | 0 | 0 | 0 | 0 | 0 | 0 | 0 | 0 | 0 | 0 | 0 | 0 | 0 | 0 | 0 | 0 | 0 | 0 | 0 | 0 | 0 | 0 | 0 | 0 | 73.58 | 0 | 0 | 0 | 0 | 0 | 0 | 0 | 0 | 0 | 0 | 18.48 | 29.15 | 24.89 | 0 | 0 | 0 | 0 | 0 | 0 | 0 | 0 | 0 | 0 | 0 | 0 | 0 | 0 | 0 | 0 | 0 | 0 | 0 | 0 | 0 | 0 | 0 | 0 | 0 | 0 | 0 | 0 | 0 | 0
| 2060 | 0 | 0 | 0 | 0 | 0 | 0 | 0 | 0 | 0 | 0 | 0 | 0 | 0 | 0 | 0 | 0 | 0 | 0 | 0 | 0 | 0 | 0 | 0 | 0 | 0 | 0 | 0 | 0 | 73.58 | 0 | 0 | 0 | 0 | 0 | 0 | 0 | 0 | 0 | 0 | 18.48 | 29.15 | 24.89 | 0 | 0 | 0 | 0 | 0 | 0 | 0 | 0 | 0 | 0 | 0 | 0 | 0 | 0 | 0 | 0 | 0 | 0 | 0 | 0 | 0 | 0 | 0 | 0 | 0 | 0 | 0 | 0 | 0 | 0
13 | Levelized Production Tax Credit, $/MWh
| 2023 | -20.32 | -20.32 | -20.32 | -20.32 | -20.32 | -20.32 | -20.32 | -20.32 | -18.53 | -20.32 | -19.48 | -19.48 | 0 | -18.1 | -16.5 | -18.1 | -18.1 | -18.1 | -18.1 | -18.1 | -18.1 | -18.1 | -17.52 | -18.1 | 0 | 0 | 0 | 0 | 0 | 0 | 0 | 0 | 0 | 0 | 0 | 0 | 0 | 0 | 0 | 0 | 0 | 0 | -17.44 | -17.44 | -17.44 | -17.44 | -17.44 | -16.5 | -16.5 | -16.5 | -16.5 | -16.5 | 0 | 0 | 0 | 0 | 0 | 0 | 0 | 0 | 0 | 0 | 0 | 0 | 0 | 0 | 0 | 0 | 0 | 0 | 0 | 0
| 2024 | -22.48 | -22.48 | -22.48 | -22.48 | -22.48 | -22.48 | -22.48 | -22.48 | -20.49 | -22.48 | -21.55 | -21.55 | 0 | -20.19 | -18.4 | -20.19 | -20.19 | -20.19 | -20.19 | -20.19 | -20.19 | -20.19 | -19.54 | -20.19 | 0 | 0 | 0 | 0 | 0 | 0 | 0 | 0 | 0 | 0 | 0 | 0 | 0 | 0 | 0 | 0 | 0 | 0 | -19.44 | -19.44 | -19.44 | -19.44 | -19.44 | -18.4 | -18.4 | -18.4 | -18.4 | -18.4 | 0 | 0 | 0 | 0 | 0 | 0 | 0 | 0 | 0 | 0 | 0 | 0 | 0 | 0 | 0 | 0 | 0 | 0 | 0 | 0
| 2025 | -22.61 | -22.61 | -22.61 | -22.61 | -22.61 | -22.61 | -22.61 | -22.61 | -20.61 | -22.61 | -21.68 | -21.68 | 0 | -20.26 | -18.46 | -20.26 | -20.26 | -20.26 | -20.26 | -20.26 | -20.26 | -20.26 | -19.6 | -20.26 | 0 | 0 | 0 | 0 | 0 | 0 | 0 | 0 | 0 | 0 | 0 | 0 | 0 | 0 | 0 | 0 | 0 | 0 | -19.51 | -19.51 | -19.51 | -19.51 | -19.51 | -18.46 | -18.46 | -18.46 | -18.46 | -18.46 | 0 | 0 | 0 | 0 | 0 | 0 | 0 | 0 | 0 | 0 | 0 | 0 | 0 | 0 | 0 | 0 | 0 | 0 | 0 | 0
| 2026 | -22.77 | -22.77 | -22.77 | -22.77 | -22.77 | -22.77 | -22.77 | -22.77 | -20.76 | -22.77 | -21.83 | -21.83 | 0 | -20.48 | -18.67 | -20.48 | -20.48 | -20.48 | -20.48 | -20.48 | -20.48 | -20.48 | -19.82 | -20.48 | 0 | 0 | 0 | 0 | 0 | 0 | 0 | 0 | 0 | 0 | 0 | 0 | 0 | 0 | 0 | 0 | 0 | 0 | -19.73 | -19.73 | -19.73 | -19.73 | -19.73 | -18.67 | -18.67 | -18.67 | -18.67 | -18.67 | 0 | 0 | 0 | 0 | 0 | 0 | 0 | 0 | 0 | 0 | 0 | 0 | 0 | 0 | 0 | 0 | 0 | 0 | 0 | 0
| 2027 | -22.96 | -22.96 | -22.96 | -22.96 | -22.96 | -22.96 | -22.96 | -22.96 | -20.93 | -22.96 | -22.01 | -22.01 | 0 | -20.74 | -18.91 | -20.74 | -20.74 | -20.74 | -20.74 | -20.74 | -20.74 | -20.74 | -20.07 | -20.74 | 0 | 0 | 0 | 0 | 0 | 0 | 0 | 0 | 0 | 0 | 0 | 0 | 0 | 0 | 0 | 0 | 0 | 0 | -19.98 | -19.98 | -19.98 | -19.98 | -19.98 | -18.91 | -18.91 | -18.91 | -18.91 | -18.91 | 0 | 0 | 0 | 0 | 0 | 0 | 0 | 0 | 0 | 0 | 0 | 0 | 0 | 0 | 0 | 0 | 0 | 0 | 0 | 0
| 2028 | -23.18 | -23.18 | -23.18 | -23.18 | -23.18 | -23.18 | -23.18 | -23.18 | -21.13 | -23.18 | -22.22 | -22.22 | 0 | -21.03 | -19.17 | -21.03 | -21.03 | -21.03 | -21.03 | -21.03 | -21.03 | -21.03 | -20.35 | -21.03 | 0 | 0 | 0 | 0 | 0 | 0 | 0 | 0 | 0 | 0 | 0 | 0 | 0 | 0 | 0 | 0 | 0 | 0 | -20.26 | -20.26 | -20.26 | -20.26 | -20.26 | -19.17 | -19.17 | -19.17 | -19.17 | -19.17 | 0 | 0 | 0 | 0 | 0 | 0 | 0 | 0 | 0 | 0 | 0 | 0 | 0 | 0 | 0 | 0 | 0 | 0 | 0 | 0
| 2029 | -23.44 | -23.44 | -23.44 | -23.44 | -23.44 | -23.44 | -23.44 | -23.44 | -21.37 | -23.44 | -22.47 | -22.47 | 0 | -21.37 | -19.48 | -21.37 | -21.37 | -21.37 | -21.37 | -21.37 | -21.37 | -21.37 | -20.68 | -21.37 | 0 | 0 | 0 | 0 | 0 | 0 | 0 | 0 | 0 | 0 | 0 | 0 | 0 | 0 | 0 | 0 | 0 | 0 | -20.58 | -20.58 | -20.58 | -20.58 | -20.58 | -19.48 | -19.48 | -19.48 | -19.48 | -19.48 | 0 | 0 | 0 | 0 | 0 | 0 | 0 | 0 | 0 | 0 | 0 | 0 | 0 | 0 | 0 | 0 | 0 | 0 | 0 | 0
| 2030 | 0 | 0 | 0 | 0 | 0 | 0 | 0 | 0 | 0 | 0 | 0 | 0 | 0 | 0 | 0 | 0 | 0 | 0 | 0 | 0 | 0 | 0 | 0 | 0 | 0 | 0 | 0 | 0 | 0 | 0 | 0 | 0 | 0 | 0 | 0 | 0 | 0 | 0 | 0 | 0 | 0 | 0 | 0 | 0 | 0 | 0 | 0 | 0 | 0 | 0 | 0 | 0 | 0 | 0 | 0 | 0 | 0 | 0 | 0 | 0 | 0 | 0 | 0 | 0 | 0 | 0 | 0 | 0 | 0 | 0 | 0 | 0
| 2031 | 0 | 0 | 0 | 0 | 0 | 0 | 0 | 0 | 0 | 0 | 0 | 0 | 0 | 0 | 0 | 0 | 0 | 0 | 0 | 0 | 0 | 0 | 0 | 0 | 0 | 0 | 0 | 0 | 0 | 0 | 0 | 0 | 0 | 0 | 0 | 0 | 0 | 0 | 0 | 0 | 0 | 0 | 0 | 0 | 0 | 0 | 0 | 0 | 0 | 0 | 0 | 0 | 0 | 0 | 0 | 0 | 0 | 0 | 0 | 0 | 0 | 0 | 0 | 0 | 0 | 0 | 0 | 0 | 0 | 0 | 0 | 0
| 2032 | 0 | 0 | 0 | 0 | 0 | 0 | 0 | 0 | 0 | 0 | 0 | 0 | 0 | 0 | 0 | 0 | 0 | 0 | 0 | 0 | 0 | 0 | 0 | 0 | 0 | 0 | 0 | 0 | 0 | 0 | 0 | 0 | 0 | 0 | 0 | 0 | 0 | 0 | 0 | 0 | 0 | 0 | 0 | 0 | 0 | 0 | 0 | 0 | 0 | 0 | 0 | 0 | 0 | 0 | 0 | 0 | 0 | 0 | 0 | 0 | 0 | 0 | 0 | 0 | 0 | 0 | 0 | 0 | 0 | 0 | 0 | 0
| 2033 | 0 | 0 | 0 | 0 | 0 | 0 | 0 | 0 | 0 | 0 | 0 | 0 | 0 | 0 | 0 | 0 | 0 | 0 | 0 | 0 | 0 | 0 | 0 | 0 | 0 | 0 | 0 | 0 | 0 | 0 | 0 | 0 | 0 | 0 | 0 | 0 | 0 | 0 | 0 | 0 | 0 | 0 | 0 | 0 | 0 | 0 | 0 | 0 | 0 | 0 | 0 | 0 | 0 | 0 | 0 | 0 | 0 | 0 | 0 | 0 | 0 | 0 | 0 | 0 | 0 | 0 | 0 | 0 | 0 | 0 | 0 | 0
| 2034 | 0 | 0 | 0 | 0 | 0 | 0 | 0 | 0 | 0 | 0 | 0 | 0 | 0 | 0 | 0 | 0 | 0 | 0 | 0 | 0 | 0 | 0 | 0 | 0 | 0 | 0 | 0 | 0 | 0 | 0 | 0 | 0 | 0 | 0 | 0 | 0 | 0 | 0 | 0 | 0 | 0 | 0 | 0 | 0 | 0 | 0 | 0 | 0 | 0 | 0 | 0 | 0 | 0 | 0 | 0 | 0 | 0 | 0 | 0 | 0 | 0 | 0 | 0 | 0 | 0 | 0 | 0 | 0 | 0 | 0 | 0 | 0
| 2035 | 0 | 0 | 0 | 0 | 0 | 0 | 0 | 0 | 0 | 0 | 0 | 0 | 0 | 0 | 0 | 0 | 0 | 0 | 0 | 0 | 0 | 0 | 0 | 0 | 0 | 0 | 0 | 0 | 0 | 0 | 0 | 0 | 0 | 0 | 0 | 0 | 0 | 0 | 0 | 0 | 0 | 0 | 0 | 0 | 0 | 0 | 0 | 0 | 0 | 0 | 0 | 0 | 0 | 0 | 0 | 0 | 0 | 0 | 0 | 0 | 0 | 0 | 0 | 0 | 0 | 0 | 0 | 0 | 0 | 0 | 0 | 0
| 2036 | 0 | 0 | 0 | 0 | 0 | 0 | 0 | 0 | 0 | 0 | 0 | 0 | 0 | 0 | 0 | 0 | 0 | 0 | 0 | 0 | 0 | 0 | 0 | 0 | 0 | 0 | 0 | 0 | 0 | 0 | 0 | 0 | 0 | 0 | 0 | 0 | 0 | 0 | 0 | 0 | 0 | 0 | 0 | 0 | 0 | 0 | 0 | 0 | 0 | 0 | 0 | 0 | 0 | 0 | 0 | 0 | 0 | 0 | 0 | 0 | 0 | 0 | 0 | 0 | 0 | 0 | 0 | 0 | 0 | 0 | 0 | 0
| 2037 | 0 | 0 | 0 | 0 | 0 | 0 | 0 | 0 | 0 | 0 | 0 | 0 | 0 | 0 | 0 | 0 | 0 | 0 | 0 | 0 | 0 | 0 | 0 | 0 | 0 | 0 | 0 | 0 | 0 | 0 | 0 | 0 | 0 | 0 | 0 | 0 | 0 | 0 | 0 | 0 | 0 | 0 | 0 | 0 | 0 | 0 | 0 | 0 | 0 | 0 | 0 | 0 | 0 | 0 | 0 | 0 | 0 | 0 | 0 | 0 | 0 | 0 | 0 | 0 | 0 | 0 | 0 | 0 | 0 | 0 | 0 | 0
| 2038 | 0 | 0 | 0 | 0 | 0 | 0 | 0 | 0 | 0 | 0 | 0 | 0 | 0 | 0 | 0 | 0 | 0 | 0 | 0 | 0 | 0 | 0 | 0 | 0 | 0 | 0 | 0 | 0 | 0 | 0 | 0 | 0 | 0 | 0 | 0 | 0 | 0 | 0 | 0 | 0 | 0 | 0 | 0 | 0 | 0 | 0 | 0 | 0 | 0 | 0 | 0 | 0 | 0 | 0 | 0 | 0 | 0 | 0 | 0 | 0 | 0 | 0 | 0 | 0 | 0 | 0 | 0 | 0 | 0 | 0 | 0 | 0
| 2039 | 0 | 0 | 0 | 0 | 0 | 0 | 0 | 0 | 0 | 0 | 0 | 0 | 0 | 0 | 0 | 0 | 0 | 0 | 0 | 0 | 0 | 0 | 0 | 0 | 0 | 0 | 0 | 0 | 0 | 0 | 0 | 0 | 0 | 0 | 0 | 0 | 0 | 0 | 0 | 0 | 0 | 0 | 0 | 0 | 0 | 0 | 0 | 0 | 0 | 0 | 0 | 0 | 0 | 0 | 0 | 0 | 0 | 0 | 0 | 0 | 0 | 0 | 0 | 0 | 0 | 0 | 0 | 0 | 0 | 0 | 0 | 0
| 2040 | 0 | 0 | 0 | 0 | 0 | 0 | 0 | 0 | 0 | 0 | 0 | 0 | 0 | 0 | 0 | 0 | 0 | 0 | 0 | 0 | 0 | 0 | 0 | 0 | 0 | 0 | 0 | 0 | 0 | 0 | 0 | 0 | 0 | 0 | 0 | 0 | 0 | 0 | 0 | 0 | 0 | 0 | 0 | 0 | 0 | 0 | 0 | 0 | 0 | 0 | 0 | 0 | 0 | 0 | 0 | 0 | 0 | 0 | 0 | 0 | 0 | 0 | 0 | 0 | 0 | 0 | 0 | 0 | 0 | 0 | 0 | 0
| 2041 | 0 | 0 | 0 | 0 | 0 | 0 | 0 | 0 | 0 | 0 | 0 | 0 | 0 | 0 | 0 | 0 | 0 | 0 | 0 | 0 | 0 | 0 | 0 | 0 | 0 | 0 | 0 | 0 | 0 | 0 | 0 | 0 | 0 | 0 | 0 | 0 | 0 | 0 | 0 | 0 | 0 | 0 | 0 | 0 | 0 | 0 | 0 | 0 | 0 | 0 | 0 | 0 | 0 | 0 | 0 | 0 | 0 | 0 | 0 | 0 | 0 | 0 | 0 | 0 | 0 | 0 | 0 | 0 | 0 | 0 | 0 | 0
| 2042 | 0 | 0 | 0 | 0 | 0 | 0 | 0 | 0 | 0 | 0 | 0 | 0 | 0 | 0 | 0 | 0 | 0 | 0 | 0 | 0 | 0 | 0 | 0 | 0 | 0 | 0 | 0 | 0 | 0 | 0 | 0 | 0 | 0 | 0 | 0 | 0 | 0 | 0 | 0 | 0 | 0 | 0 | 0 | 0 | 0 | 0 | 0 | 0 | 0 | 0 | 0 | 0 | 0 | 0 | 0 | 0 | 0 | 0 | 0 | 0 | 0 | 0 | 0 | 0 | 0 | 0 | 0 | 0 | 0 | 0 | 0 | 0
| 2043 | 0 | 0 | 0 | 0 | 0 | 0 | 0 | 0 | 0 | 0 | 0 | 0 | 0 | 0 | 0 | 0 | 0 | 0 | 0 | 0 | 0 | 0 | 0 | 0 | 0 | 0 | 0 | 0 | 0 | 0 | 0 | 0 | 0 | 0 | 0 | 0 | 0 | 0 | 0 | 0 | 0 | 0 | 0 | 0 | 0 | 0 | 0 | 0 | 0 | 0 | 0 | 0 | 0 | 0 | 0 | 0 | 0 | 0 | 0 | 0 | 0 | 0 | 0 | 0 | 0 | 0 | 0 | 0 | 0 | 0 | 0 | 0
| 2044 | 0 | 0 | 0 | 0 | 0 | 0 | 0 | 0 | 0 | 0 | 0 | 0 | 0 | 0 | 0 | 0 | 0 | 0 | 0 | 0 | 0 | 0 | 0 | 0 | 0 | 0 | 0 | 0 | 0 | 0 | 0 | 0 | 0 | 0 | 0 | 0 | 0 | 0 | 0 | 0 | 0 | 0 | 0 | 0 | 0 | 0 | 0 | 0 | 0 | 0 | 0 | 0 | 0 | 0 | 0 | 0 | 0 | 0 | 0 | 0 | 0 | 0 | 0 | 0 | 0 | 0 | 0 | 0 | 0 | 0 | 0 | 0
| 2045 | 0 | 0 | 0 | 0 | 0 | 0 | 0 | 0 | 0 | 0 | 0 | 0 | 0 | 0 | 0 | 0 | 0 | 0 | 0 | 0 | 0 | 0 | 0 | 0 | 0 | 0 | 0 | 0 | 0 | 0 | 0 | 0 | 0 | 0 | 0 | 0 | 0 | 0 | 0 | 0 | 0 | 0 | 0 | 0 | 0 | 0 | 0 | 0 | 0 | 0 | 0 | 0 | 0 | 0 | 0 | 0 | 0 | 0 | 0 | 0 | 0 | 0 | 0 | 0 | 0 | 0 | 0 | 0 | 0 | 0 | 0 | 0
| 2046 | 0 | 0 | 0 | 0 | 0 | 0 | 0 | 0 | 0 | 0 | 0 | 0 | 0 | 0 | 0 | 0 | 0 | 0 | 0 | 0 | 0 | 0 | 0 | 0 | 0 | 0 | 0 | 0 | 0 | 0 | 0 | 0 | 0 | 0 | 0 | 0 | 0 | 0 | 0 | 0 | 0 | 0 | 0 | 0 | 0 | 0 | 0 | 0 | 0 | 0 | 0 | 0 | 0 | 0 | 0 | 0 | 0 | 0 | 0 | 0 | 0 | 0 | 0 | 0 | 0 | 0 | 0 | 0 | 0 | 0 | 0 | 0
| 2047 | 0 | 0 | 0 | 0 | 0 | 0 | 0 | 0 | 0 | 0 | 0 | 0 | 0 | 0 | 0 | 0 | 0 | 0 | 0 | 0 | 0 | 0 | 0 | 0 | 0 | 0 | 0 | 0 | 0 | 0 | 0 | 0 | 0 | 0 | 0 | 0 | 0 | 0 | 0 | 0 | 0 | 0 | 0 | 0 | 0 | 0 | 0 | 0 | 0 | 0 | 0 | 0 | 0 | 0 | 0 | 0 | 0 | 0 | 0 | 0 | 0 | 0 | 0 | 0 | 0 | 0 | 0 | 0 | 0 | 0 | 0 | 0
| 2048 | 0 | 0 | 0 | 0 | 0 | 0 | 0 | 0 | 0 | 0 | 0 | 0 | 0 | 0 | 0 | 0 | 0 | 0 | 0 | 0 | 0 | 0 | 0 | 0 | 0 | 0 | 0 | 0 | 0 | 0 | 0 | 0 | 0 | 0 | 0 | 0 | 0 | 0 | 0 | 0 | 0 | 0 | 0 | 0 | 0 | 0 | 0 | 0 | 0 | 0 | 0 | 0 | 0 | 0 | 0 | 0 | 0 | 0 | 0 | 0 | 0 | 0 | 0 | 0 | 0 | 0 | 0 | 0 | 0 | 0 | 0 | 0
| 2049 | 0 | 0 | 0 | 0 | 0 | 0 | 0 | 0 | 0 | 0 | 0 | 0 | 0 | 0 | 0 | 0 | 0 | 0 | 0 | 0 | 0 | 0 | 0 | 0 | 0 | 0 | 0 | 0 | 0 | 0 | 0 | 0 | 0 | 0 | 0 | 0 | 0 | 0 | 0 | 0 | 0 | 0 | 0 | 0 | 0 | 0 | 0 | 0 | 0 | 0 | 0 | 0 | 0 | 0 | 0 | 0 | 0 | 0 | 0 | 0 | 0 | 0 | 0 | 0 | 0 | 0 | 0 | 0 | 0 | 0 | 0 | 0
| 2050 | 0 | 0 | 0 | 0 | 0 | 0 | 0 | 0 | 0 | 0 | 0 | 0 | 0 | 0 | 0 | 0 | 0 | 0 | 0 | 0 | 0 | 0 | 0 | 0 | 0 | 0 | 0 | 0 | 0 | 0 | 0 | 0 | 0 | 0 | 0 | 0 | 0 | 0 | 0 | 0 | 0 | 0 | 0 | 0 | 0 | 0 | 0 | 0 | 0 | 0 | 0 | 0 | 0 | 0 | 0 | 0 | 0 | 0 | 0 | 0 | 0 | 0 | 0 | 0 | 0 | 0 | 0 | 0 | 0 | 0 | 0 | 0
| 2051 | 0 | 0 | 0 | 0 | 0 | 0 | 0 | 0 | 0 | 0 | 0 | 0 | 0 | 0 | 0 | 0 | 0 | 0 | 0 | 0 | 0 | 0 | 0 | 0 | 0 | 0 | 0 | 0 | 0 | 0 | 0 | 0 | 0 | 0 | 0 | 0 | 0 | 0 | 0 | 0 | 0 | 0 | 0 | 0 | 0 | 0 | 0 | 0 | 0 | 0 | 0 | 0 | 0 | 0 | 0 | 0 | 0 | 0 | 0 | 0 | 0 | 0 | 0 | 0 | 0 | 0 | 0 | 0 | 0 | 0 | 0 | 0
| 2052 | 0 | 0 | 0 | 0 | 0 | 0 | 0 | 0 | 0 | 0 | 0 | 0 | 0 | 0 | 0 | 0 | 0 | 0 | 0 | 0 | 0 | 0 | 0 | 0 | 0 | 0 | 0 | 0 | 0 | 0 | 0 | 0 | 0 | 0 | 0 | 0 | 0 | 0 | 0 | 0 | 0 | 0 | 0 | 0 | 0 | 0 | 0 | 0 | 0 | 0 | 0 | 0 | 0 | 0 | 0 | 0 | 0 | 0 | 0 | 0 | 0 | 0 | 0 | 0 | 0 | 0 | 0 | 0 | 0 | 0 | 0 | 0
| 2053 | 0 | 0 | 0 | 0 | 0 | 0 | 0 | 0 | 0 | 0 | 0 | 0 | 0 | 0 | 0 | 0 | 0 | 0 | 0 | 0 | 0 | 0 | 0 | 0 | 0 | 0 | 0 | 0 | 0 | 0 | 0 | 0 | 0 | 0 | 0 | 0 | 0 | 0 | 0 | 0 | 0 | 0 | 0 | 0 | 0 | 0 | 0 | 0 | 0 | 0 | 0 | 0 | 0 | 0 | 0 | 0 | 0 | 0 | 0 | 0 | 0 | 0 | 0 | 0 | 0 | 0 | 0 | 0 | 0 | 0 | 0 | 0
| 2054 | 0 | 0 | 0 | 0 | 0 | 0 | 0 | 0 | 0 | 0 | 0 | 0 | 0 | 0 | 0 | 0 | 0 | 0 | 0 | 0 | 0 | 0 | 0 | 0 | 0 | 0 | 0 | 0 | 0 | 0 | 0 | 0 | 0 | 0 | 0 | 0 | 0 | 0 | 0 | 0 | 0 | 0 | 0 | 0 | 0 | 0 | 0 | 0 | 0 | 0 | 0 | 0 | 0 | 0 | 0 | 0 | 0 | 0 | 0 | 0 | 0 | 0 | 0 | 0 | 0 | 0 | 0 | 0 | 0 | 0 | 0 | 0
| 2055 | 0 | 0 | 0 | 0 | 0 | 0 | 0 | 0 | 0 | 0 | 0 | 0 | 0 | 0 | 0 | 0 | 0 | 0 | 0 | 0 | 0 | 0 | 0 | 0 | 0 | 0 | 0 | 0 | 0 | 0 | 0 | 0 | 0 | 0 | 0 | 0 | 0 | 0 | 0 | 0 | 0 | 0 | 0 | 0 | 0 | 0 | 0 | 0 | 0 | 0 | 0 | 0 | 0 | 0 | 0 | 0 | 0 | 0 | 0 | 0 | 0 | 0 | 0 | 0 | 0 | 0 | 0 | 0 | 0 | 0 | 0 | 0
| 2056 | 0 | 0 | 0 | 0 | 0 | 0 | 0 | 0 | 0 | 0 | 0 | 0 | 0 | 0 | 0 | 0 | 0 | 0 | 0 | 0 | 0 | 0 | 0 | 0 | 0 | 0 | 0 | 0 | 0 | 0 | 0 | 0 | 0 | 0 | 0 | 0 | 0 | 0 | 0 | 0 | 0 | 0 | 0 | 0 | 0 | 0 | 0 | 0 | 0 | 0 | 0 | 0 | 0 | 0 | 0 | 0 | 0 | 0 | 0 | 0 | 0 | 0 | 0 | 0 | 0 | 0 | 0 | 0 | 0 | 0 | 0 | 0
| 2057 | 0 | 0 | 0 | 0 | 0 | 0 | 0 | 0 | 0 | 0 | 0 | 0 | 0 | 0 | 0 | 0 | 0 | 0 | 0 | 0 | 0 | 0 | 0 | 0 | 0 | 0 | 0 | 0 | 0 | 0 | 0 | 0 | 0 | 0 | 0 | 0 | 0 | 0 | 0 | 0 | 0 | 0 | 0 | 0 | 0 | 0 | 0 | 0 | 0 | 0 | 0 | 0 | 0 | 0 | 0 | 0 | 0 | 0 | 0 | 0 | 0 | 0 | 0 | 0 | 0 | 0 | 0 | 0 | 0 | 0 | 0 | 0
| 2058 | 0 | 0 | 0 | 0 | 0 | 0 | 0 | 0 | 0 | 0 | 0 | 0 | 0 | 0 | 0 | 0 | 0 | 0 | 0 | 0 | 0 | 0 | 0 | 0 | 0 | 0 | 0 | 0 | 0 | 0 | 0 | 0 | 0 | 0 | 0 | 0 | 0 | 0 | 0 | 0 | 0 | 0 | 0 | 0 | 0 | 0 | 0 | 0 | 0 | 0 | 0 | 0 | 0 | 0 | 0 | 0 | 0 | 0 | 0 | 0 | 0 | 0 | 0 | 0 | 0 | 0 | 0 | 0 | 0 | 0 | 0 | 0
| 2059 | 0 | 0 | 0 | 0 | 0 | 0 | 0 | 0 | 0 | 0 | 0 | 0 | 0 | 0 | 0 | 0 | 0 | 0 | 0 | 0 | 0 | 0 | 0 | 0 | 0 | 0 | 0 | 0 | 0 | 0 | 0 | 0 | 0 | 0 | 0 | 0 | 0 | 0 | 0 | 0 | 0 | 0 | 0 | 0 | 0 | 0 | 0 | 0 | 0 | 0 | 0 | 0 | 0 | 0 | 0 | 0 | 0 | 0 | 0 | 0 | 0 | 0 | 0 | 0 | 0 | 0 | 0 | 0 | 0 | 0 | 0 | 0
| 2060 | 0 | 0 | 0 | 0 | 0 | 0 | 0 | 0 | 0 | 0 | 0 | 0 | 0 | 0 | 0 | 0 | 0 | 0 | 0 | 0 | 0 | 0 | 0 | 0 | 0 | 0 | 0 | 0 | 0 | 0 | 0 | 0 | 0 | 0 | 0 | 0 | 0 | 0 | 0 | 0 | 0 | 0 | 0 | 0 | 0 | 0 | 0 | 0 | 0 | 0 | 0 | 0 | 0 | 0 | 0 | 0 | 0 | 0 | 0 | 0 | 0 | 0 | 0 | 0 | 0 | 0 | 0 | 0 | 0 | 0 | 0 | 0
14 | Levelized Fixed Cost, $/kW-yr
| 2023 | 137.56 | 137.56 | 137.56 | 137.56 | 137.56 | 137.56 | 137.56 | 137.56 | 121.08 | 137.56 | 118.5 | 118.5 | 131.55 | 153.69 | 137.87 | 153.69 | 153.69 | 153.69 | 153.69 | 153.69 | 213.95 | 153.69 | 202.11 | 153.69 | 863.9 | 863.9 | 863.9 | 863.9 | 598.19 | 135.6 | 132.04 | 127.9 | 231.61 | 231.52 | 224.16 | 140.96 | 356.61 | 452.99 | 521.77 | 164.13 | 153.29 | 301.79 | 211.57 | 244.56 | 260.13 | 271.34 | 237.54 | 241.31 | 254.36 | 339.68 | 339.68 | 339.68 | 691.6 | 691.6 | 664 | 677.86 | 668.75 | 638.07 | 608.49 | 648.12 | 634.65 | 999.5 | 999.5 | 971.89 | 985.76 | 955.11 | 918.37 | 894.86 | 934.49 | 922.46 | 918.83 | 1181.12
| 2024 | 151.82 | 151.82 | 151.82 | 151.82 | 151.82 | 151.82 | 151.82 | 151.82 | 132.86 | 151.82 | 130.41 | 130.41 | 146.69 | 172.89 | 154.3 | 172.89 | 172.89 | 172.89 | 172.89 | 172.89 | 233.15 | 172.89 | 218.65 | 172.89 | 970.12 | 970.12 | 970.12 | 970.12 | 646.46 | 145.35 | 140.66 | 136.52 | 247.36 | 245.99 | 238.62 | 162.51 | 390.7 | 495.24 | 568.41 | 182.45 | 170.57 | 335.75 | 227.44 | 260.43 | 276 | 287.21 | 253.41 | 257.25 | 270.3 | 355.62 | 355.62 | 355.62 | 753.75 | 753.75 | 726.14 | 740.01 | 735.52 | 700.27 | 675.27 | 714.9 | 696.49 | 1069.3 | 1069.3 | 1041.69 | 1055.56 | 1033.58 | 991.09 | 973.32 | 1012.95 | 993.8 | 989.43 | 1245.97
| 2025 | 183.23 | 183.23 | 183.23 | 183.23 | 183.23 | 183.23 | 183.23 | 183.23 | 163.33 | 183.23 | 160.68 | 160.68 | 148.1 | 193.79 | 173.97 | 193.79 | 193.79 | 193.79 | 193.79 | 193.79 | 254.04 | 193.79 | 238.4 | 193.79 | 1060.09 | 1060.09 | 1060.09 | 1060.09 | 465.98 | 215.53 | 214.02 | 207.05 | 373.04 | 377.65 | 365.16 | 169.61 | 400.86 | 507 | 579.88 | 184.34 | 172.62 | 339.71 | 246.96 | 279.96 | 295.52 | 306.73 | 272.93 | 276.67 | 289.72 | 375.04 | 375.04 | 375.04 | 762.51 | 762.51 | 734.91 | 748.77 | 749.57 | 712.64 | 689.32 | 728.95 | 707.59 | 1072.73 | 1072.73 | 1045.12 | 1058.99 | 1047.21 | 1002.05 | 986.95 | 1026.58 | 1002.2 | 998.69 | 1236.02
| 2026 | 183.23 | 183.23 | 183.23 | 183.23 | 183.23 | 183.23 | 183.23 | 183.23 | 162.38 | 183.23 | 160.2 | 160.2 | 149.42 | 196.18 | 175.44 | 196.18 | 196.18 | 196.18 | 196.18 | 196.18 | 256.44 | 196.18 | 240.24 | 196.18 | 1102.49 | 1102.49 | 1102.49 | 1102.49 | 476.86 | 218 | 215.06 | 208.68 | 376.76 | 379.04 | 367.6 | 176.6 | 411.03 | 518.66 | 591.16 | 185.92 | 174.47 | 343.21 | 248.71 | 281.7 | 297.26 | 308.47 | 274.67 | 278.12 | 291.16 | 376.49 | 376.49 | 376.49 | 770.44 | 770.44 | 742.84 | 756.7 | 762.88 | 724.24 | 702.62 | 742.26 | 717.9 | 1074.11 | 1074.11 | 1046.5 | 1060.37 | 1058.65 | 1010.88 | 998.39 | 1038.03 | 1008.5 | 1005.88 | 1229.36
| 2027 | 181.39 | 181.39 | 181.39 | 181.39 | 181.39 | 181.39 | 181.39 | 181.39 | 159.74 | 181.39 | 158.04 | 158.04 | 148.39 | 197.37 | 175.74 | 197.37 | 197.37 | 197.37 | 197.37 | 197.37 | 257.63 | 197.37 | 240.95 | 197.37 | 1132.36 | 1132.36 | 1132.36 | 1132.36 | 484.28 | 217.73 | 213.45 | 207.7 | 375.69 | 375.74 | 365.42 | 181.14 | 416.7 | 524.57 | 596.15 | 185.94 | 174.61 | 343.48 | 249.33 | 282.32 | 297.89 | 309.1 | 275.3 | 278.41 | 291.46 | 376.78 | 376.78 | 376.78 | 770 | 770 | 742.39 | 756.26 | 767.67 | 727.62 | 707.41 | 747.05 | 719.99 | 1064.94 | 1064.94 | 1037.33 | 1051.2 | 1059.11 | 1009.13 | 998.85 | 1038.49 | 1004.3 | 1002.76 | 1212.95
| 2028 | 177.61 | 177.61 | 177.61 | 177.61 | 177.61 | 177.61 | 177.61 | 177.61 | 155.94 | 177.61 | 154.38 | 154.38 | 144.92 | 196.97 | 175.07 | 196.97 | 196.97 | 196.97 | 196.97 | 196.97 | 257.22 | 196.97 | 240.37 | 196.97 | 1134.65 | 1134.65 | 1134.65 | 1134.65 | 484.05 | 214.1 | 209.77 | 204.07 | 368.76 | 368.77 | 358.55 | 181.7 | 412.59 | 518.13 | 587.77 | 185.88 | 174.89 | 343.97 | 248.72 | 281.71 | 297.28 | 308.49 | 274.69 | 277.73 | 290.78 | 376.1 | 376.1 | 376.1 | 761.54 | 761.54 | 733.93 | 747.8 | 759.26 | 719.34 | 699 | 738.63 | 711.7 | 1042.36 | 1042.36 | 1014.75 | 1028.62 | 1036.93 | 987.4 | 976.68 | 1016.31 | 982.42 | 981.38 | 1171.63
| 2029 | 174.07 | 174.07 | 174.07 | 174.07 | 174.07 | 174.07 | 174.07 | 174.07 | 152.36 | 174.07 | 150.94 | 150.94 | 141.48 | 196.74 | 174.54 | 196.74 | 196.74 | 196.74 | 196.74 | 196.74 | 256.99 | 196.74 | 239.95 | 196.74 | 1137.08 | 1137.08 | 1137.08 | 1137.08 | 484.33 | 210.54 | 206.16 | 200.52 | 361.97 | 361.94 | 351.81 | 182.28 | 408.5 | 511.72 | 579.48 | 185.98 | 175.1 | 344.34 | 248.24 | 281.24 | 296.8 | 308.01 | 274.21 | 277.19 | 290.24 | 375.57 | 375.57 | 375.57 | 753.85 | 753.85 | 726.24 | 740.11 | 751.64 | 711.81 | 691.38 | 731.02 | 704.17 | 1021.86 | 1021.86 | 994.26 | 1008.12 | 1016.84 | 967.68 | 956.59 | 996.22 | 962.57 | 961.99 | 1135.62
| 2030 | 139.03 | 139.03 | 139.03 | 139.03 | 139.03 | 139.03 | 139.03 | 139.03 | 123.69 | 139.03 | 119.84 | 119.84 | 192.67 | 174.16 | 159.44 | 174.16 | 174.16 | 174.16 | 174.16 | 174.16 | 234.42 | 174.16 | 220.79 | 174.16 | 1377.01 | 1377.01 | 1377.01 | 1377.01 | 482.81 | 135.54 | 128.25 | 125.24 | 226.66 | 221.39 | 215.99 | 181.95 | 403.79 | 504.52 | 569.99 | 184.22 | 173.72 | 341.34 | 229.59 | 262.58 | 278.15 | 289.36 | 255.56 | 262.33 | 275.38 | 360.7 | 360.7 | 360.7 | 743.11 | 743.11 | 715.5 | 729.37 | 740.95 | 701.56 | 680.7 | 720.33 | 693.81 | 997.48 | 997.48 | 969.88 | 983.74 | 992.9 | 944.48 | 932.65 | 972.28 | 939.11 | 939.09 | 1097.4
| 2031 | 135.09 | 135.09 | 135.09 | 135.09 | 135.09 | 135.09 | 135.09 | 135.09 | 120.02 | 135.09 | 116.28 | 116.28 | 186.92 | 171.88 | 157.17 | 171.88 | 171.88 | 171.88 | 171.88 | 171.88 | 232.13 | 171.88 | 218.61 | 171.88 | 1192.1 | 1192.1 | 1192.1 | 1192.1 | 480.99 | 133.68 | 126.35 | 123.38 | 223.26 | 217.91 | 212.61 | 181.95 | 398.92 | 497.47 | 562.04 | 182.58 | 172.44 | 338.65 | 227.45 | 260.44 | 276.01 | 287.21 | 253.41 | 260.1 | 273.15 | 358.47 | 358.47 | 358.47 | 734.42 | 734.42 | 706.82 | 720.68 | 732.23 | 693.25 | 671.98 | 711.61 | 685.42 | 978.22 | 978.22 | 950.61 | 964.48 | 973.85 | 926.12 | 913.59 | 953.22 | 920.55 | 920.95 | 1066.68
| 2032 | 131.26 | 131.26 | 131.26 | 131.26 | 131.26 | 131.26 | 131.26 | 131.26 | 116.45 | 131.26 | 112.82 | 112.82 | 181.17 | 169.63 | 154.93 | 169.63 | 169.63 | 169.63 | 169.63 | 169.63 | 229.89 | 169.63 | 216.47 | 169.63 | 1056.69 | 1056.69 | 1056.69 | 1056.69 | 479.3 | 131.84 | 124.47 | 121.55 | 219.9 | 214.49 | 209.26 | 181.95 | 394.11 | 490.52 | 554.22 | 181.07 | 171.28 | 336.14 | 225.34 | 258.33 | 273.9 | 285.11 | 251.31 | 257.92 | 270.96 | 356.29 | 356.29 | 356.29 | 726.12 | 726.12 | 698.52 | 712.38 | 723.88 | 685.3 | 663.62 | 703.26 | 677.4 | 960.06 | 960.06 | 932.45 | 946.32 | 955.85 | 908.8 | 895.6 | 935.23 | 903.06 | 903.85 | 1038.39
| 2033 | 127.52 | 127.52 | 127.52 | 127.52 | 127.52 | 127.52 | 127.52 | 127.52 | 112.98 | 127.52 | 109.46 | 109.46 | 175.42 | 167.43 | 152.74 | 167.43 | 167.43 | 167.43 | 167.43 | 167.43 | 227.68 | 167.43 | 214.37 | 167.43 | 1010.52 | 1010.52 | 1010.52 | 1010.52 | 477.88 | 130.03 | 122.62 | 119.75 | 216.59 | 211.1 | 205.97 | 181.95 | 389.38 | 483.69 | 546.52 | 179.43 | 170 | 333.45 | 223.27 | 256.26 | 271.83 | 283.04 | 249.24 | 255.77 | 268.82 | 354.14 | 354.14 | 354.14 | 718.16 | 718.16 | 690.56 | 704.42 | 715.85 | 677.68 | 655.59 | 695.23 | 669.71 | 942.87 | 942.87 | 915.27 | 929.13 | 938.79 | 892.4 | 878.54 | 918.17 | 886.49 | 887.66 | 1012.12
| 2034 | 123.88 | 123.88 | 123.88 | 123.88 | 123.88 | 123.88 | 123.88 | 123.88 | 109.6 | 123.88 | 106.18 | 106.18 | 169.68 | 165.26 | 150.58 | 165.26 | 165.26 | 165.26 | 165.26 | 165.26 | 225.51 | 165.26 | 212.3 | 165.26 | 975.67 | 975.67 | 975.67 | 975.67 | 476.4 | 128.24 | 120.79 | 117.97 | 213.32 | 207.76 | 202.71 | 181.95 | 384.71 | 476.96 | 538.96 | 177.9 | 168.84 | 330.95 | 221.24 | 254.23 | 269.8 | 281 | 247.2 | 253.66 | 266.71 | 352.03 | 352.03 | 352.03 | 710.51 | 710.51 | 682.9 | 696.77 | 708.11 | 670.34 | 647.86 | 687.49 | 662.3 | 926.54 | 926.54 | 898.93 | 912.8 | 922.54 | 876.81 | 862.29 | 901.92 | 870.74 | 872.26 | 987.55
| 2035 | 120.33 | 120.33 | 120.33 | 120.33 | 120.33 | 120.33 | 120.33 | 120.33 | 106.32 | 120.33 | 103 | 103 | 163.93 | 163.13 | 148.46 | 163.13 | 163.13 | 163.13 | 163.13 | 163.13 | 223.38 | 163.13 | 210.27 | 163.13 | 947.87 | 947.87 | 947.87 | 947.87 | 474.96 | 126.47 | 118.99 | 116.21 | 210.09 | 204.47 | 199.5 | 181.95 | 380.1 | 470.34 | 531.52 | 176.39 | 167.57 | 328.26 | 219.24 | 252.23 | 267.8 | 279.01 | 245.21 | 251.59 | 264.64 | 349.96 | 349.96 | 349.96 | 703.13 | 703.13 | 675.53 | 689.39 | 700.64 | 663.26 | 640.38 | 680.01 | 655.17 | 910.96 | 910.96 | 883.36 | 897.23 | 907.02 | 861.93 | 846.76 | 886.4 | 855.72 | 857.57 | 964.42
| 2036 | 117.59 | 117.59 | 117.59 | 117.59 | 117.59 | 117.59 | 117.59 | 117.59 | 103.59 | 117.59 | 100.37 | 100.37 | 161.57 | 161.03 | 146.38 | 161.03 | 161.03 | 161.03 | 161.03 | 161.03 | 221.29 | 161.03 | 208.28 | 161.03 | 886.43 | 886.43 | 886.43 | 886.43 | 473.31 | 124.73 | 117.21 | 114.47 | 206.9 | 201.22 | 196.32 | 181.95 | 375.56 | 463.83 | 524.2 | 175.05 | 166.41 | 325.75 | 217.28 | 250.27 | 265.84 | 277.05 | 243.25 | 249.56 | 262.6 | 347.93 | 347.93 | 347.93 | 700.77 | 700.77 | 673.17 | 687.04 | 698.39 | 661.04 | 638.13 | 677.76 | 652.91 | 907.73 | 907.73 | 880.12 | 893.99 | 903.92 | 858.87 | 843.66 | 883.3 | 852.62 | 854.55 | 960.76
| 2037 | 114.93 | 114.93 | 114.93 | 114.93 | 114.93 | 114.93 | 114.93 | 114.93 | 100.95 | 114.93 | 97.82 | 97.82 | 159.22 | 158.97 | 144.34 | 158.97 | 158.97 | 158.97 | 158.97 | 158.97 | 219.23 | 158.97 | 206.32 | 158.97 | 845.42 | 845.42 | 845.42 | 845.42 | 509.6 | 131.34 | 123.55 | 120.86 | 218.75 | 212.54 | 207.76 | 201.14 | 405.66 | 500.48 | 563.11 | 173.83 | 165.14 | 323.09 | 215.35 | 248.34 | 263.91 | 275.12 | 241.32 | 247.56 | 260.61 | 345.93 | 345.93 | 345.93 | 753.99 | 753.99 | 726.38 | 740.25 | 752.79 | 714.04 | 692.54 | 732.17 | 705.65 | 981.35 | 981.35 | 953.74 | 967.61 | 979.2 | 932.21 | 918.94 | 958.57 | 925.59 | 926.18 | 1049.79
| 2038 | 112.35 | 112.35 | 112.35 | 112.35 | 112.35 | 112.35 | 112.35 | 112.35 | 98.39 | 112.35 | 95.35 | 95.35 | 156.86 | 156.95 | 142.33 | 156.95 | 156.95 | 156.95 | 156.95 | 156.95 | 217.2 | 156.95 | 204.4 | 156.95 | 815.02 | 815.02 | 815.02 | 815.02 | 549.32 | 138.5 | 130.52 | 127.83 | 231.6 | 224.99 | 220.25 | 222.74 | 439.6 | 541.77 | 606.92 | 172.6 | 163.98 | 320.58 | 213.46 | 246.45 | 262.02 | 273.23 | 239.43 | 245.6 | 258.64 | 343.97 | 343.97 | 343.97 | 814.14 | 814.14 | 786.53 | 800.4 | 813.81 | 773.61 | 753.56 | 793.19 | 765.04 | 1065.27 | 1065.27 | 1037.66 | 1051.53 | 1064.6 | 1015.53 | 1004.34 | 1043.97 | 1008.58 | 1007.6 | 1150.8
| 2039 | 109.85 | 109.85 | 109.85 | 109.85 | 109.85 | 109.85 | 109.85 | 109.85 | 95.91 | 109.85 | 92.95 | 92.95 | 154.51 | 154.95 | 140.36 | 154.95 | 154.95 | 154.95 | 154.95 | 154.95 | 215.21 | 154.95 | 202.51 | 154.95 | 791.05 | 791.05 | 791.05 | 791.05 | 646.24 | 158.52 | 150.59 | 147.62 | 267.68 | 260.95 | 255.78 | 277.33 | 536.11 | 660.55 | 733.52 | 171.36 | 162.82 | 318.08 | 211.6 | 244.59 | 260.16 | 271.37 | 237.57 | 243.67 | 256.71 | 342.04 | 342.04 | 342.04 | 973.25 | 973.25 | 945.65 | 959.51 | 973.53 | 930 | 913.27 | 952.9 | 921.35 | 1290.29 | 1290.29 | 1262.68 | 1276.55 | 1292.77 | 1238.45 | 1232.51 | 1272.15 | 1230.8 | 1225.54 | 1420.76
| 2040 | 107.43 | 107.43 | 107.43 | 107.43 | 107.43 | 107.43 | 107.43 | 107.43 | 93.51 | 107.43 | 90.63 | 90.63 | 152.16 | 153 | 138.42 | 153 | 153 | 153 | 153 | 153 | 213.25 | 153 | 200.65 | 153 | 771.38 | 771.38 | 771.38 | 771.38 | 643.24 | 156.23 | 148.28 | 145.36 | 263.52 | 256.75 | 251.66 | 277.33 | 529.42 | 651.03 | 722.86 | 170.14 | 161.55 | 315.39 | 209.77 | 242.76 | 258.33 | 269.54 | 235.74 | 241.77 | 254.82 | 340.14 | 340.14 | 340.14 | 969.55 | 969.55 | 941.94 | 955.81 | 969.91 | 926.44 | 909.65 | 949.29 | 917.77 | 1285.16 | 1285.16 | 1257.55 | 1271.42 | 1287.74 | 1233.5 | 1227.49 | 1267.12 | 1225.83 | 1220.68 | 1414.82
| 2041 | 105.07 | 105.07 | 105.07 | 105.07 | 105.07 | 105.07 | 105.07 | 105.07 | 91.18 | 105.07 | 88.38 | 88.38 | 149.8 | 151.07 | 136.51 | 151.07 | 151.07 | 151.07 | 151.07 | 151.07 | 211.32 | 151.07 | 198.82 | 151.07 | 754.76 | 754.76 | 754.76 | 754.76 | 640.56 | 153.98 | 146.01 | 143.13 | 259.43 | 252.62 | 247.61 | 277.33 | 522.81 | 641.65 | 712.37 | 168.8 | 160.39 | 312.88 | 207.97 | 240.97 | 256.53 | 267.74 | 233.94 | 239.91 | 252.96 | 338.28 | 338.28 | 338.28 | 965.86 | 965.86 | 938.25 | 952.12 | 966.31 | 922.9 | 906.06 | 945.69 | 914.2 | 1280.05 | 1280.05 | 1252.45 | 1266.31 | 1282.74 | 1228.59 | 1222.48 | 1262.12 | 1220.88 | 1215.85 | 1408.9
| 2042 | 102.78 | 102.78 | 102.78 | 102.78 | 102.78 | 102.78 | 102.78 | 102.78 | 88.92 | 102.78 | 86.2 | 86.2 | 147.45 | 149.17 | 134.64 | 149.17 | 149.17 | 149.17 | 149.17 | 149.17 | 209.43 | 149.17 | 197.02 | 149.17 | 740.43 | 740.43 | 740.43 | 740.43 | 637.39 | 151.77 | 143.77 | 140.93 | 255.39 | 248.54 | 243.61 | 277.33 | 516.3 | 632.43 | 702.06 | 167.57 | 159.11 | 310.19 | 206.21 | 239.2 | 254.77 | 265.98 | 232.18 | 238.08 | 251.13 | 336.45 | 336.45 | 336.45 | 962.19 | 962.19 | 934.58 | 948.45 | 962.73 | 919.38 | 902.47 | 942.11 | 910.65 | 1274.97 | 1274.97 | 1247.36 | 1261.23 | 1277.76 | 1223.69 | 1217.51 | 1257.14 | 1215.95 | 1211.03 | 1403.01
| 2043 | 100.57 | 100.57 | 100.57 | 100.57 | 100.57 | 100.57 | 100.57 | 100.57 | 86.72 | 100.57 | 84.08 | 84.08 | 145.09 | 147.31 | 132.79 | 147.31 | 147.31 | 147.31 | 147.31 | 147.31 | 207.57 | 147.31 | 195.26 | 147.31 | 727.85 | 727.85 | 727.85 | 727.85 | 634.59 | 149.58 | 141.56 | 138.76 | 251.41 | 244.53 | 239.67 | 277.33 | 509.88 | 623.35 | 691.92 | 166.35 | 157.95 | 307.69 | 204.47 | 237.47 | 253.03 | 264.24 | 230.44 | 236.28 | 249.33 | 334.65 | 334.65 | 334.65 | 958.54 | 958.54 | 930.93 | 944.8 | 959.17 | 915.87 | 898.91 | 938.55 | 907.12 | 1269.91 | 1269.91 | 1242.31 | 1256.17 | 1272.81 | 1218.82 | 1212.55 | 1252.19 | 1211.05 | 1206.24 | 1397.16
| 2044 | 98.41 | 98.41 | 98.41 | 98.41 | 98.41 | 98.41 | 98.41 | 98.41 | 84.6 | 98.41 | 82.03 | 82.03 | 142.74 | 145.48 | 130.98 | 145.48 | 145.48 | 145.48 | 145.48 | 145.48 | 205.73 | 145.48 | 193.52 | 145.48 | 716.68 | 716.68 | 716.68 | 716.68 | 631.56 | 147.42 | 139.38 | 136.63 | 247.48 | 240.56 | 235.78 | 277.33 | 503.55 | 614.41 | 681.95 | 165.12 | 156.67 | 305 | 202.77 | 235.76 | 251.33 | 262.54 | 228.74 | 234.52 | 247.56 | 332.89 | 332.89 | 332.89 | 954.91 | 954.91 | 927.3 | 941.17 | 955.62 | 912.38 | 895.37 | 935 | 903.6 | 1264.88 | 1264.88 | 1237.28 | 1251.14 | 1267.88 | 1213.97 | 1207.63 | 1247.26 | 1206.17 | 1201.48 | 1391.33
| 2045 | 96.32 | 96.32 | 96.32 | 96.32 | 96.32 | 96.32 | 96.32 | 96.32 | 82.54 | 96.32 | 80.03 | 80.03 | 140.39 | 143.67 | 129.2 | 143.67 | 143.67 | 143.67 | 143.67 | 143.67 | 203.93 | 143.67 | 191.81 | 143.67 | 706.64 | 706.64 | 706.64 | 706.64 | 628.33 | 145.29 | 137.23 | 134.52 | 243.6 | 236.65 | 231.94 | 277.33 | 497.3 | 605.62 | 672.14 | 163.78 | 155.53 | 302.52 | 201.09 | 234.09 | 249.65 | 260.86 | 227.06 | 232.78 | 245.83 | 331.15 | 331.15 | 331.15 | 951.29 | 951.29 | 923.69 | 937.55 | 952.1 | 908.91 | 891.84 | 931.47 | 900.1 | 1259.88 | 1259.88 | 1232.27 | 1246.14 | 1262.98 | 1209.15 | 1202.72 | 1242.36 | 1201.32 | 1196.74 | 1385.53
| 2046 | 94.28 | 94.28 | 94.28 | 94.28 | 94.28 | 94.28 | 94.28 | 94.28 | 80.54 | 94.28 | 78.1 | 78.1 | 138.03 | 141.9 | 127.45 | 141.9 | 141.9 | 141.9 | 141.9 | 141.9 | 202.15 | 141.9 | 190.14 | 141.9 | 697.54 | 697.54 | 697.54 | 697.54 | 625.17 | 143.19 | 135.11 | 132.44 | 239.78 | 232.8 | 228.16 | 277.33 | 491.14 | 596.97 | 662.49 | 162.56 | 154.25 | 299.83 | 199.45 | 232.44 | 248 | 259.21 | 225.41 | 231.07 | 244.12 | 329.44 | 329.44 | 329.44 | 947.7 | 947.7 | 920.09 | 933.96 | 948.59 | 905.46 | 888.33 | 927.97 | 896.62 | 1254.9 | 1254.9 | 1227.29 | 1241.16 | 1258.1 | 1204.35 | 1197.84 | 1237.48 | 1196.49 | 1192.02 | 1379.76
| 2047 | 92.31 | 92.31 | 92.31 | 92.31 | 92.31 | 92.31 | 92.31 | 92.31 | 78.6 | 92.31 | 76.23 | 76.23 | 135.68 | 140.15 | 125.73 | 140.15 | 140.15 | 140.15 | 140.15 | 140.15 | 200.41 | 140.15 | 188.49 | 140.15 | 689.23 | 689.23 | 689.23 | 689.23 | 622.17 | 141.11 | 133.02 | 130.39 | 236 | 228.99 | 224.42 | 277.33 | 485.07 | 588.45 | 653.01 | 161.33 | 153.09 | 297.32 | 197.83 | 230.82 | 246.38 | 257.59 | 223.79 | 229.39 | 242.44 | 327.76 | 327.76 | 327.76 | 944.12 | 944.12 | 916.51 | 930.38 | 945.1 | 902.02 | 884.84 | 924.47 | 893.16 | 1249.94 | 1249.94 | 1222.33 | 1236.2 | 1253.25 | 1199.58 | 1192.99 | 1232.62 | 1191.68 | 1187.33 | 1374.02
| 2048 | 90.39 | 90.39 | 90.39 | 90.39 | 90.39 | 90.39 | 90.39 | 90.39 | 76.71 | 90.39 | 74.41 | 74.41 | 133.32 | 138.43 | 124.04 | 138.43 | 138.43 | 138.43 | 138.43 | 138.43 | 198.69 | 138.43 | 186.86 | 138.43 | 681.59 | 681.59 | 681.59 | 681.59 | 618.99 | 139.07 | 130.96 | 128.36 | 232.28 | 225.24 | 220.74 | 277.33 | 479.08 | 580.07 | 643.68 | 160.11 | 151.81 | 294.63 | 196.23 | 229.23 | 244.79 | 256 | 222.2 | 227.74 | 240.79 | 326.11 | 326.11 | 326.11 | 940.56 | 940.56 | 912.95 | 926.82 | 941.62 | 898.6 | 881.37 | 921 | 889.72 | 1245.01 | 1245.01 | 1217.4 | 1231.27 | 1248.42 | 1194.83 | 1188.16 | 1227.79 | 1186.9 | 1182.66 | 1368.31
| 2049 | 88.52 | 88.52 | 88.52 | 88.52 | 88.52 | 88.52 | 88.52 | 88.52 | 74.89 | 88.52 | 72.64 | 72.64 | 130.97 | 136.74 | 122.38 | 136.74 | 136.74 | 136.74 | 136.74 | 136.74 | 197 | 136.74 | 185.27 | 136.74 | 674.52 | 674.52 | 674.52 | 674.52 | 615.62 | 137.05 | 128.93 | 126.37 | 228.61 | 221.54 | 217.1 | 277.33 | 473.17 | 571.82 | 634.5 | 158.88 | 150.65 | 292.13 | 194.67 | 227.66 | 243.23 | 254.44 | 220.63 | 226.12 | 239.17 | 324.49 | 324.49 | 324.49 | 937.01 | 937.01 | 909.41 | 923.27 | 938.16 | 895.2 | 877.91 | 917.54 | 886.29 | 1240.1 | 1240.1 | 1212.5 | 1226.36 | 1243.61 | 1190.1 | 1183.35 | 1222.99 | 1182.15 | 1178.01 | 1362.62
| 2050 | 86.71 | 86.71 | 86.71 | 86.71 | 86.71 | 86.71 | 86.71 | 86.71 | 73.12 | 86.71 | 70.93 | 70.93 | 128.61 | 135.08 | 120.74 | 135.08 | 135.08 | 135.08 | 135.08 | 135.08 | 195.33 | 135.08 | 183.7 | 135.08 | 667.96 | 667.96 | 667.96 | 667.96 | 610.56 | 135.06 | 126.92 | 124.39 | 224.98 | 217.88 | 213.52 | 277.33 | 467.34 | 563.7 | 625.48 | 157.54 | 149.37 | 289.44 | 193.13 | 226.12 | 241.69 | 252.9 | 219.09 | 224.52 | 237.57 | 322.89 | 322.89 | 322.89 | 933.49 | 933.49 | 905.88 | 919.75 | 934.72 | 891.81 | 874.47 | 914.1 | 882.88 | 1235.22 | 1235.22 | 1207.62 | 1221.48 | 1238.83 | 1185.4 | 1178.57 | 1218.21 | 1177.42 | 1173.39 | 1356.97
| 2051 | 84.79 | 84.79 | 84.79 | 84.79 | 84.79 | 84.79 | 84.79 | 84.79 | 71.23 | 84.79 | 69.11 | 69.11 | 126.26 | 133.36 | 119.05 | 133.36 | 133.36 | 133.36 | 133.36 | 133.36 | 193.61 | 133.36 | 182.07 | 133.36 | 660.23 | 660.23 | 660.23 | 660.23 | 607.01 | 133.01 | 124.85 | 122.37 | 221.26 | 214.13 | 209.83 | 277.33 | 461.35 | 555.31 | 616.15 | 156.29 | 148.14 | 286.82 | 191.53 | 224.53 | 240.09 | 251.3 | 217.5 | 222.87 | 235.92 | 321.24 | 321.24 | 321.24 | 929.93 | 929.93 | 902.32 | 916.19 | 931.25 | 888.39 | 870.99 | 910.63 | 879.43 | 1230.29 | 1230.29 | 1202.68 | 1216.55 | 1234 | 1180.65 | 1173.74 | 1213.38 | 1172.64 | 1168.72 | 1351.25
| 2052 | 82.87 | 82.87 | 82.87 | 82.87 | 82.87 | 82.87 | 82.87 | 82.87 | 69.35 | 82.87 | 67.29 | 67.29 | 123.91 | 131.64 | 117.35 | 131.64 | 131.64 | 131.64 | 131.64 | 131.64 | 191.89 | 131.64 | 180.45 | 131.64 | 652.49 | 652.49 | 652.49 | 652.49 | 603.46 | 130.96 | 122.79 | 120.34 | 217.54 | 210.37 | 206.15 | 277.33 | 455.36 | 546.93 | 606.82 | 155.04 | 146.91 | 284.2 | 189.94 | 222.93 | 238.5 | 249.71 | 215.91 | 221.22 | 234.27 | 319.59 | 319.59 | 319.59 | 926.37 | 926.37 | 898.76 | 912.63 | 927.78 | 884.97 | 867.52 | 907.15 | 875.99 | 1225.36 | 1225.36 | 1197.75 | 1211.62 | 1229.17 | 1175.9 | 1168.91 | 1208.55 | 1167.85 | 1164.05 | 1345.54
| 2053 | 80.95 | 80.95 | 80.95 | 80.95 | 80.95 | 80.95 | 80.95 | 80.95 | 67.46 | 80.95 | 65.47 | 65.47 | 121.55 | 129.92 | 115.66 | 129.92 | 129.92 | 129.92 | 129.92 | 129.92 | 190.17 | 129.92 | 178.83 | 129.92 | 644.76 | 644.76 | 644.76 | 644.76 | 599.9 | 128.92 | 120.73 | 118.32 | 213.81 | 206.62 | 202.47 | 277.33 | 449.37 | 538.54 | 597.49 | 153.8 | 145.68 | 281.59 | 188.35 | 221.34 | 236.91 | 248.12 | 214.31 | 219.57 | 232.62 | 317.94 | 317.94 | 317.94 | 922.81 | 922.81 | 895.2 | 909.07 | 924.3 | 881.55 | 864.05 | 903.68 | 872.54 | 1220.43 | 1220.43 | 1192.82 | 1206.69 | 1224.34 | 1171.15 | 1164.08 | 1203.72 | 1163.07 | 1159.38 | 1339.83
| 2054 | 79.03 | 79.03 | 79.03 | 79.03 | 79.03 | 79.03 | 79.03 | 79.03 | 65.58 | 79.03 | 63.65 | 63.65 | 119.2 | 128.2 | 113.97 | 128.2 | 128.2 | 128.2 | 128.2 | 128.2 | 188.45 | 128.2 | 177.2 | 128.2 | 637.02 | 637.02 | 637.02 | 637.02 | 596.35 | 126.87 | 118.66 | 116.29 | 210.09 | 202.87 | 198.78 | 277.33 | 443.38 | 530.16 | 588.16 | 152.55 | 144.45 | 278.97 | 186.75 | 219.75 | 235.31 | 246.52 | 212.72 | 217.92 | 230.97 | 316.29 | 316.29 | 316.29 | 919.25 | 919.25 | 891.64 | 905.51 | 920.83 | 878.13 | 860.57 | 900.21 | 869.1 | 1215.5 | 1215.5 | 1187.89 | 1201.76 | 1219.51 | 1166.4 | 1159.25 | 1198.89 | 1158.29 | 1154.71 | 1334.12
| 2055 | 77.11 | 77.11 | 77.11 | 77.11 | 77.11 | 77.11 | 77.11 | 77.11 | 63.69 | 77.11 | 61.83 | 61.83 | 116.84 | 126.48 | 112.27 | 126.48 | 126.48 | 126.48 | 126.48 | 126.48 | 186.73 | 126.48 | 175.58 | 126.48 | 629.28 | 629.28 | 629.28 | 629.28 | 592.8 | 124.83 | 116.6 | 114.27 | 206.37 | 199.11 | 195.1 | 277.33 | 437.39 | 521.77 | 578.83 | 151.3 | 143.22 | 276.35 | 185.16 | 218.15 | 233.72 | 244.93 | 211.13 | 216.27 | 229.32 | 314.64 | 314.64 | 314.64 | 915.68 | 915.68 | 888.08 | 901.95 | 917.35 | 874.71 | 857.1 | 896.73 | 865.65 | 1210.57 | 1210.57 | 1182.96 | 1196.83 | 1214.68 | 1161.65 | 1154.42 | 1194.06 | 1153.51 | 1150.04 | 1328.4
| 2056 | 75.19 | 75.19 | 75.19 | 75.19 | 75.19 | 75.19 | 75.19 | 75.19 | 61.81 | 75.19 | 60.01 | 60.01 | 114.49 | 124.76 | 110.58 | 124.76 | 124.76 | 124.76 | 124.76 | 124.76 | 185.02 | 124.76 | 173.96 | 124.76 | 621.55 | 621.55 | 621.55 | 621.55 | 589.24 | 122.78 | 114.53 | 112.24 | 202.64 | 195.36 | 191.41 | 277.33 | 431.39 | 513.39 | 569.5 | 150.05 | 141.99 | 273.74 | 183.57 | 216.56 | 232.13 | 243.34 | 209.54 | 214.62 | 227.66 | 312.99 | 312.99 | 312.99 | 912.12 | 912.12 | 884.52 | 898.38 | 913.88 | 871.29 | 853.62 | 893.26 | 862.21 | 1205.63 | 1205.63 | 1178.03 | 1191.9 | 1209.85 | 1156.9 | 1149.59 | 1189.23 | 1148.73 | 1145.37 | 1322.69
| 2057 | 73.26 | 73.26 | 73.26 | 73.26 | 73.26 | 73.26 | 73.26 | 73.26 | 59.92 | 73.26 | 58.19 | 58.19 | 112.14 | 123.04 | 108.89 | 123.04 | 123.04 | 123.04 | 123.04 | 123.04 | 183.3 | 123.04 | 172.33 | 123.04 | 613.81 | 613.81 | 613.81 | 613.81 | 585.69 | 120.73 | 112.47 | 110.22 | 198.92 | 191.6 | 187.73 | 277.33 | 425.4 | 505 | 560.16 | 148.8 | 140.76 | 271.12 | 181.98 | 214.97 | 230.53 | 241.74 | 207.94 | 212.97 | 226.01 | 311.34 | 311.34 | 311.34 | 908.56 | 908.56 | 880.96 | 894.82 | 910.4 | 867.87 | 850.15 | 889.78 | 858.76 | 1200.7 | 1200.7 | 1173.1 | 1186.96 | 1205.02 | 1152.15 | 1144.76 | 1184.4 | 1143.95 | 1140.7 | 1316.98
| 2058 | 71.34 | 71.34 | 71.34 | 71.34 | 71.34 | 71.34 | 71.34 | 71.34 | 58.04 | 71.34 | 56.37 | 56.37 | 109.78 | 121.32 | 107.2 | 121.32 | 121.32 | 121.32 | 121.32 | 121.32 | 181.58 | 121.32 | 170.71 | 121.32 | 606.08 | 606.08 | 606.08 | 606.08 | 582.14 | 118.69 | 110.41 | 108.19 | 195.2 | 187.85 | 184.04 | 277.33 | 419.41 | 496.62 | 550.83 | 147.55 | 139.53 | 268.51 | 180.38 | 213.37 | 228.94 | 240.15 | 206.35 | 211.32 | 224.36 | 309.69 | 309.69 | 309.69 | 905 | 905 | 877.4 | 891.26 | 906.93 | 864.45 | 846.67 | 886.31 | 855.32 | 1195.77 | 1195.77 | 1168.17 | 1182.03 | 1200.19 | 1147.4 | 1139.93 | 1179.57 | 1139.17 | 1136.03 | 1311.27
| 2059 | 69.42 | 69.42 | 69.42 | 69.42 | 69.42 | 69.42 | 69.42 | 69.42 | 56.15 | 69.42 | 54.54 | 54.54 | 107.43 | 119.6 | 105.5 | 119.6 | 119.6 | 119.6 | 119.6 | 119.6 | 179.86 | 119.6 | 169.09 | 119.6 | 598.34 | 598.34 | 598.34 | 598.34 | 578.59 | 116.64 | 108.34 | 106.17 | 191.47 | 184.1 | 180.36 | 277.33 | 413.42 | 488.23 | 541.5 | 146.31 | 138.3 | 265.89 | 178.79 | 211.78 | 227.35 | 238.56 | 204.76 | 209.66 | 222.71 | 308.04 | 308.04 | 308.04 | 901.44 | 901.44 | 873.84 | 887.7 | 903.46 | 861.03 | 843.2 | 882.83 | 851.87 | 1190.84 | 1190.84 | 1163.23 | 1177.1 | 1195.36 | 1142.65 | 1135.1 | 1174.74 | 1134.39 | 1131.36 | 1305.55
| 2060 | 67.5 | 67.5 | 67.5 | 67.5 | 67.5 | 67.5 | 67.5 | 67.5 | 54.27 | 67.5 | 52.72 | 52.72 | 105.07 | 117.88 | 103.81 | 117.88 | 117.88 | 117.88 | 117.88 | 117.88 | 178.14 | 117.88 | 167.46 | 117.88 | 590.61 | 590.61 | 590.61 | 590.61 | 575.03 | 114.59 | 106.28 | 104.14 | 187.75 | 180.34 | 176.68 | 277.33 | 407.43 | 479.85 | 532.17 | 145.06 | 137.07 | 263.27 | 177.2 | 210.19 | 225.75 | 236.96 | 203.16 | 208.01 | 221.06 | 306.38 | 306.38 | 306.38 | 897.88 | 897.88 | 870.27 | 884.14 | 899.98 | 857.61 | 839.73 | 879.36 | 848.43 | 1185.91 | 1185.91 | 1158.3 | 1172.17 | 1190.53 | 1137.9 | 1130.27 | 1169.91 | 1129.61 | 1126.69 | 1299.84
15 | Nominal NPV Fixed Cost, $/kW
| 2023 | 2328.22 | 2328.22 | 2328.22 | 2328.22 | 2328.22 | 2328.22 | 2328.22 | 2328.22 | 2009.39 | 2328.22 | 1988.02 | 1988.02 | 2229.85 | 2670.63 | 2360.06 | 2670.63 | 2670.63 | 2670.63 | 2670.63 | 2670.63 | 3717.66 | 2670.63 | 3493.82 | 2670.63 | 10528.87 | 10528.87 | 10528.87 | 10528.87 | 7958.14 | 1839.8 | 1764.76 | 1723.73 | 3142.53 | 3094.36 | 3021.03 | 2243 | 3790.81 | 4815.41 | 5546.49 | 2765.66 | 2582.97 | 5085.22 | 3654.59 | 4224.49 | 4493.38 | 4687 | 4103.13 | 4130.75 | 4354.08 | 5814.67 | 5814.67 | 5814.67 | 9692.56 | 9692.56 | 9305.66 | 9500 | 9537.03 | 9068.23 | 8677.72 | 9242.94 | 8979.66 | 11987.22 | 11987.22 | 11656.13 | 11822.44 | 11640.34 | 11157.02 | 10905.98 | 11389.01 | 11160.93 | 11136.21 | 14394.79
| 2024 | 2357.39 | 2357.39 | 2357.39 | 2357.39 | 2357.39 | 2357.39 | 2357.39 | 2357.39 | 2023.35 | 2357.39 | 2007.37 | 2007.37 | 2276.57 | 2731.37 | 2403.29 | 2731.37 | 2731.37 | 2731.37 | 2731.37 | 2731.37 | 3683.29 | 2731.37 | 3437.37 | 2731.37 | 11122.02 | 11122.02 | 11122.02 | 11122.02 | 8179.85 | 1851.66 | 1765.18 | 1727.57 | 3151.19 | 3086.93 | 3019.52 | 2362.35 | 3957.69 | 5016.62 | 5757.86 | 2820.76 | 2637.03 | 5190.77 | 3572.99 | 4091.28 | 4335.83 | 4511.91 | 3980.92 | 4006.72 | 4209.93 | 5538.88 | 5538.88 | 5538.88 | 9810.22 | 9810.22 | 9450.92 | 9631.4 | 9741.34 | 9242.59 | 8943.31 | 9468.22 | 9151.87 | 12063.67 | 12063.67 | 11752.21 | 11908.66 | 11849.4 | 11326.32 | 11158.6 | 11612.98 | 11310.88 | 11280.62 | 14284.41
| 2025 | 2873.8 | 2873.8 | 2873.8 | 2873.8 | 2873.8 | 2873.8 | 2873.8 | 2873.8 | 2513.3 | 2873.8 | 2498.75 | 2498.75 | 2318.65 | 3088.97 | 2736.39 | 3088.97 | 3088.97 | 3088.97 | 3088.97 | 3088.97 | 4049.45 | 3088.97 | 3782.61 | 3088.97 | 12312.01 | 12312.01 | 12312.01 | 12312.01 | 6196.46 | 2780.25 | 2719.51 | 2652.93 | 4812.06 | 4798.6 | 4678.8 | 2487.15 | 4121.44 | 5212.61 | 5961.92 | 2875.79 | 2692.95 | 5299.75 | 3915.9 | 4439.03 | 4685.86 | 4863.59 | 4327.64 | 4351.76 | 4556.97 | 5899.03 | 5899.03 | 5899.03 | 10033.65 | 10033.65 | 9670.38 | 9852.85 | 10036.8 | 9509.44 | 9229.98 | 9760.67 | 9400.11 | 12260.25 | 12260.25 | 11944.73 | 12103.22 | 12162.25 | 11600.94 | 11462.45 | 11922.75 | 11555.2 | 11534.69 | 14355.12
| 2026 | 2897.15 | 2897.15 | 2897.15 | 2897.15 | 2897.15 | 2897.15 | 2897.15 | 2897.15 | 2520.13 | 2897.15 | 2512.08 | 2512.08 | 2355.78 | 3145.5 | 2776.57 | 3145.5 | 3145.5 | 3145.5 | 3145.5 | 3145.5 | 4111.6 | 3145.5 | 3834.62 | 3145.5 | 12948.93 | 12948.93 | 12948.93 | 12948.93 | 6406.88 | 2842.42 | 2762.12 | 2702.6 | 4912.39 | 4868.2 | 4760.83 | 2608.12 | 4281.53 | 5402.73 | 6157.98 | 2921.91 | 2741.97 | 5393.85 | 3967.15 | 4493.42 | 4741.72 | 4920.52 | 4381.35 | 4401.63 | 4608.11 | 5958.5 | 5958.5 | 5958.5 | 10232.16 | 10232.16 | 9865.52 | 10049.69 | 10309.86 | 9753.98 | 9495.55 | 10031.17 | 9625.67 | 12414.57 | 12414.57 | 12095.5 | 12255.77 | 12433.91 | 11835.2 | 11726.21 | 12191.71 | 11759.08 | 11748.89 | 14438.94
| 2027 | 2923.78 | 2923.78 | 2923.78 | 2923.78 | 2923.78 | 2923.78 | 2923.78 | 2923.78 | 2531.05 | 2923.78 | 2527.9 | 2527.9 | 2385.08 | 3205.78 | 2820.92 | 3205.78 | 3205.78 | 3205.78 | 3205.78 | 3205.78 | 4184.48 | 3205.78 | 3897.67 | 3205.78 | 13580.88 | 13580.88 | 13580.88 | 13580.88 | 6648.57 | 2895.28 | 2798.48 | 2744.44 | 4995.71 | 4926.22 | 4828.51 | 2729.36 | 4431.14 | 5578.25 | 6339.44 | 2981.73 | 2800.02 | 5508.19 | 4030.84 | 4564.22 | 4815.88 | 4997.09 | 4450.64 | 4468.88 | 4678.3 | 6047.89 | 6047.89 | 6047.89 | 10443.21 | 10443.21 | 10068.79 | 10256.87 | 10583.65 | 9999.02 | 9752.92 | 10299.34 | 9852.89 | 12580.95 | 12580.95 | 12254.82 | 12418.64 | 12702.29 | 12066.82 | 11979.62 | 12454.96 | 11962.92 | 11964.03 | 14547.35
| 2028 | 2911.08 | 2911.08 | 2911.08 | 2911.08 | 2911.08 | 2911.08 | 2911.08 | 2911.08 | 2516.31 | 2911.08 | 2512.74 | 2512.74 | 2370.78 | 3233.39 | 2843.37 | 3233.39 | 3233.39 | 3233.39 | 3233.39 | 3233.39 | 4222.54 | 3233.39 | 3931.45 | 3233.39 | 13873.13 | 13873.13 | 13873.13 | 13873.13 | 6778.5 | 2898.43 | 2802.66 | 2746.49 | 4992.34 | 4927.1 | 4825.58 | 2789.4 | 4471.13 | 5614.84 | 6369.57 | 3036.74 | 2857.2 | 5619.56 | 4065.71 | 4605.02 | 4859.48 | 5042.71 | 4490.18 | 4510.74 | 4722.63 | 6108.41 | 6108.41 | 6108.41 | 10530.77 | 10530.77 | 10149.02 | 10340.77 | 10661.32 | 10070.23 | 9815.22 | 10371.75 | 9924.45 | 12566.1 | 12566.1 | 12233.29 | 12400.47 | 12678.3 | 12039.04 | 11941.57 | 12426.16 | 11935.31 | 11940.85 | 14325.23
| 2029 | 2893.81 | 2893.81 | 2893.81 | 2893.81 | 2893.81 | 2893.81 | 2893.81 | 2893.81 | 2497.4 | 2893.81 | 2493.51 | 2493.51 | 2352.06 | 3256.32 | 2861.45 | 3256.32 | 3256.32 | 3256.32 | 3256.32 | 3256.32 | 4253.64 | 3256.32 | 3958.41 | 3256.32 | 14149.9 | 14149.9 | 14149.9 | 14149.9 | 6906.47 | 2896.85 | 2802.24 | 2744.01 | 4980.43 | 4919.54 | 4814.35 | 2846.84 | 4503.48 | 5641.36 | 6388.38 | 3090.58 | 2909.8 | 5722.34 | 4093.3 | 4637.31 | 4893.99 | 5078.81 | 4521.47 | 4544.28 | 4758.16 | 6156.95 | 6156.95 | 6156.95 | 10611.7 | 10611.7 | 10223.09 | 10418.29 | 10732.27 | 10135 | 9871.92 | 10437.82 | 9989.85 | 12550.57 | 12550.57 | 12211.5 | 12381.82 | 12653.64 | 12010.75 | 11903.82 | 12397.02 | 11907.41 | 11917.05 | 14131.65
| 2030 | 2315.12 | 2315.12 | 2315.12 | 2315.12 | 2315.12 | 2315.12 | 2315.12 | 2315.12 | 2012.67 | 2315.12 | 1975.05 | 1975.05 | 3205.14 | 2913.99 | 2609.26 | 2913.99 | 2913.99 | 2913.99 | 2913.99 | 2913.99 | 3922.16 | 2913.99 | 3665.98 | 2913.99 | 17137.13 | 17137.13 | 17137.13 | 17137.13 | 7022.68 | 1902.28 | 1778.12 | 1748.08 | 3181.1 | 3069.35 | 3014.88 | 2898.46 | 4540.5 | 5673.27 | 6409.45 | 3122.61 | 2944.59 | 5785.86 | 3807.85 | 4355.04 | 4613.22 | 4799.12 | 4238.52 | 4293 | 4506.51 | 5902.84 | 5902.84 | 5902.84 | 10669.68 | 10669.68 | 10273.3 | 10472.41 | 10791.28 | 10188.79 | 9913.72 | 10490.95 | 10039.77 | 12496.17 | 12496.17 | 12150.32 | 12324.04 | 12602.82 | 11957.26 | 11838.01 | 12341.07 | 11849.62 | 11865.99 | 13929.21
| 2031 | 2294.63 | 2294.63 | 2294.63 | 2294.63 | 2294.63 | 2294.63 | 2294.63 | 2294.63 | 1992.01 | 2294.63 | 1954.76 | 1954.76 | 3171.7 | 2933.3 | 2623.47 | 2933.3 | 2933.3 | 2933.3 | 2933.3 | 2933.3 | 3961.63 | 2933.3 | 3702.4 | 2933.3 | 15132.7 | 15132.7 | 15132.7 | 15132.7 | 7136.47 | 1913.68 | 1786.78 | 1756.65 | 3196.02 | 3081.6 | 3026.95 | 2956.43 | 4575.46 | 5705.8 | 6446.4 | 3156.74 | 2981.37 | 5855.07 | 3847.71 | 4405.84 | 4669.18 | 4858.8 | 4286.99 | 4341.7 | 4559.48 | 5983.74 | 5983.74 | 5983.74 | 10755.88 | 10755.88 | 10351.57 | 10554.66 | 10877.54 | 10269.46 | 9982.42 | 10571.19 | 10116.75 | 12499.87 | 12499.87 | 12147.11 | 12324.3 | 12608.17 | 11959.21 | 11828.06 | 12341.18 | 11847.73 | 11869.56 | 13810.01
| 2032 | 2274.12 | 2274.12 | 2274.12 | 2274.12 | 2274.12 | 2274.12 | 2274.12 | 2274.12 | 1971.43 | 2274.12 | 1934.54 | 1934.54 | 3135.64 | 2952.89 | 2637.9 | 2952.89 | 2952.89 | 2952.89 | 2952.89 | 2952.89 | 4001.79 | 2952.89 | 3739.48 | 2952.89 | 13681.98 | 13681.98 | 13681.98 | 13681.98 | 7254.01 | 1925.13 | 1795.44 | 1765.21 | 3210.92 | 3093.79 | 3038.95 | 3015.56 | 4610.78 | 5738.67 | 6483.81 | 3193.17 | 3020.58 | 5927.98 | 3888.3 | 4457.59 | 4726.2 | 4919.61 | 4336.37 | 4391.32 | 4613.46 | 6066.2 | 6066.2 | 6066.2 | 10847.01 | 10847.01 | 10434.62 | 10641.77 | 10968.49 | 10354.78 | 10055.47 | 10656.02 | 10198.33 | 12513.22 | 12513.22 | 12153.4 | 12334.14 | 12622.74 | 11970.31 | 11827.02 | 12350.41 | 11855.01 | 11882.18 | 13712.68
| 2033 | 2253.57 | 2253.57 | 2253.57 | 2253.57 | 2253.57 | 2253.57 | 2253.57 | 2253.57 | 1950.93 | 2253.57 | 1914.39 | 1914.39 | 3096.87 | 2972.78 | 2652.54 | 2972.78 | 2972.78 | 2972.78 | 2972.78 | 2972.78 | 4042.66 | 2972.78 | 3777.23 | 2972.78 | 13345.93 | 13345.93 | 13345.93 | 13345.93 | 7377.53 | 1936.63 | 1804.09 | 1773.77 | 3225.79 | 3105.89 | 3050.87 | 3075.87 | 4646.48 | 5771.89 | 6521.69 | 3227.57 | 3057.99 | 5998.16 | 3929.64 | 4510.32 | 4784.3 | 4981.58 | 4386.67 | 4441.87 | 4668.45 | 6150.25 | 6150.25 | 6150.25 | 10942.7 | 10942.7 | 10522.05 | 10733.35 | 11063.77 | 10444.37 | 10132.5 | 10745.05 | 10284.16 | 12535.01 | 12535.01 | 12168 | 12352.35 | 12645.34 | 11989.4 | 11833.71 | 12367.57 | 11870.29 | 11902.69 | 13633.12
| 2034 | 2232.96 | 2232.96 | 2232.96 | 2232.96 | 2232.96 | 2232.96 | 2232.96 | 2232.96 | 1930.48 | 2232.96 | 1894.28 | 1894.28 | 3055.3 | 2992.97 | 2667.4 | 2992.97 | 2992.97 | 2992.97 | 2992.97 | 2992.97 | 4084.25 | 2992.97 | 3815.66 | 2992.97 | 13143.29 | 13143.29 | 13143.29 | 13143.29 | 7502.07 | 1948.17 | 1812.75 | 1782.33 | 3240.61 | 3117.91 | 3062.7 | 3137.38 | 4682.55 | 5805.45 | 6560.04 | 3264.14 | 3097.9 | 6072.14 | 3971.74 | 4564.03 | 4843.49 | 5044.72 | 4437.91 | 4493.36 | 4724.47 | 6235.91 | 6235.91 | 6235.91 | 11042.61 | 11042.61 | 10613.56 | 10829.08 | 11163.08 | 10537.94 | 10213.18 | 10837.98 | 10373.91 | 12564.24 | 12564.24 | 12189.88 | 12377.92 | 12675.02 | 12015.52 | 11847.15 | 12391.69 | 11892.6 | 11930.17 | 13568.18
| 2035 | 2212.28 | 2212.28 | 2212.28 | 2212.28 | 2212.28 | 2212.28 | 2212.28 | 2212.28 | 1910.09 | 2212.28 | 1874.22 | 1874.22 | 3010.82 | 3013.46 | 2682.49 | 3013.46 | 3013.46 | 3013.46 | 3013.46 | 3013.46 | 4126.56 | 3013.46 | 3854.78 | 3013.46 | 13024.18 | 13024.18 | 13024.18 | 13024.18 | 7629.28 | 1959.76 | 1821.39 | 1790.87 | 3255.39 | 3129.83 | 3074.42 | 3200.13 | 4719.01 | 5839.37 | 6598.87 | 3301.08 | 3135.93 | 6143.25 | 4014.61 | 4618.75 | 4903.8 | 5109.05 | 4490.1 | 4545.82 | 4781.55 | 6323.21 | 6323.21 | 6323.21 | 11146.5 | 11146.5 | 10708.87 | 10928.69 | 11266.14 | 10635.23 | 10297.24 | 10934.54 | 10467.34 | 12600.07 | 12600.07 | 12218.23 | 12410.03 | 12710.95 | 12047.87 | 11866.53 | 12421.95 | 11921.13 | 11963.82 | 13515.41
| 2036 | 2205.17 | 2205.17 | 2205.17 | 2205.17 | 2205.17 | 2205.17 | 2205.17 | 2205.17 | 1898.36 | 2205.17 | 1862.87 | 1862.87 | 3026.94 | 3034.25 | 2697.79 | 3034.25 | 3034.25 | 3034.25 | 3034.25 | 3034.25 | 4169.61 | 3034.25 | 3894.6 | 3034.25 | 12423.57 | 12423.57 | 12423.57 | 12423.57 | 7755.16 | 1971.39 | 1830.02 | 1799.4 | 3270.11 | 3141.65 | 3086.05 | 3264.13 | 4755.85 | 5873.63 | 6638.17 | 3341.55 | 3176.54 | 6218.28 | 4058.27 | 4674.49 | 4965.24 | 5174.6 | 4543.27 | 4599.25 | 4839.7 | 6412.19 | 6412.19 | 6412.19 | 11331.3 | 11331.3 | 10884.91 | 11109.13 | 11454.54 | 10811.51 | 10466.26 | 11116.31 | 10639.91 | 12806.37 | 12806.37 | 12416.9 | 12612.53 | 12920.89 | 12245.16 | 12059.58 | 12626.11 | 12115.47 | 12160.08 | 13733.34
| 2037 | 2198.47 | 2198.47 | 2198.47 | 2198.47 | 2198.47 | 2198.47 | 2198.47 | 2198.47 | 1886.96 | 2198.47 | 1851.87 | 1851.87 | 3042.49 | 3055.34 | 2713.31 | 3055.34 | 3055.34 | 3055.34 | 3055.34 | 3055.34 | 4213.41 | 3055.34 | 3935.13 | 3055.34 | 12085.86 | 12085.86 | 12085.86 | 12085.86 | 8499.82 | 2119.25 | 1966.61 | 1938.39 | 3529.82 | 3383.17 | 3332.15 | 3663.17 | 5232.75 | 6455.9 | 7263.79 | 3384.51 | 3215.4 | 6290.79 | 4102.73 | 4731.27 | 5027.83 | 5241.38 | 4597.43 | 4653.67 | 4898.93 | 6502.87 | 6502.87 | 6502.87 | 12384.92 | 12384.92 | 11931.46 | 12159.24 | 12562.46 | 11878.59 | 11556.93 | 12218.33 | 11691.75 | 14056.11 | 14056.11 | 13660.7 | 13859.32 | 14231.06 | 13509.25 | 13355.35 | 13931.36 | 13363.59 | 13393.04 | 15256.97
| 2038 | 2192.15 | 2192.15 | 2192.15 | 2192.15 | 2192.15 | 2192.15 | 2192.15 | 2192.15 | 1875.91 | 2192.15 | 1841.19 | 1841.19 | 3057.46 | 3076.74 | 2729.06 | 3076.74 | 3076.74 | 3076.74 | 3076.74 | 3076.74 | 4257.97 | 3076.74 | 3976.39 | 3076.74 | 11884.24 | 11884.24 | 11884.24 | 11884.24 | 9320.18 | 2278.81 | 2115.51 | 2089.3 | 3810.82 | 3646.81 | 3599.7 | 4113.73 | 5768.77 | 7109.43 | 7964.41 | 3427.86 | 3256.71 | 6366.83 | 4147.99 | 4789.11 | 5091.6 | 5309.42 | 4652.59 | 4709.11 | 4959.27 | 6595.29 | 6595.29 | 6595.29 | 13565.94 | 13565.94 | 13105.93 | 13337 | 13798.9 | 13072.08 | 12777.21 | 13449.23 | 12869.91 | 15473.68 | 15473.68 | 15072.67 | 15274.1 | 15713.95 | 14942.18 | 14824.55 | 15409.56 | 14779.44 | 14790.53 | 16986.35
| 2039 | 2186.23 | 2186.23 | 2186.23 | 2186.23 | 2186.23 | 2186.23 | 2186.23 | 2186.23 | 1865.19 | 2186.23 | 1830.84 | 1830.84 | 3071.8 | 3098.44 | 2745.04 | 3098.44 | 3098.44 | 3098.44 | 3098.44 | 3098.44 | 4303.3 | 3098.44 | 4018.38 | 3098.44 | 11765.43 | 11765.43 | 11765.43 | 11765.43 | 11094.26 | 2643.26 | 2466.57 | 2441.93 | 4463.53 | 4274.24 | 4231.14 | 5146.07 | 7100.28 | 8748.38 | 9714.83 | 3471.36 | 3298.39 | 6443.41 | 4194.08 | 4848.02 | 5156.57 | 5378.74 | 4708.77 | 4765.57 | 5020.74 | 6689.48 | 6689.48 | 6689.48 | 16277.32 | 16277.32 | 15815.61 | 16047.53 | 16621.8 | 15813.92 | 15593.01 | 16269.71 | 15584.42 | 18828.88 | 18828.88 | 18426.02 | 18628.38 | 19227.23 | 18350.16 | 18331.06 | 18920.52 | 18148.57 | 18108.05 | 21130.86
| 2040 | 2180.69 | 2180.69 | 2180.69 | 2180.69 | 2180.69 | 2180.69 | 2180.69 | 2180.69 | 1854.79 | 2180.69 | 1820.8 | 1820.8 | 3085.5 | 3120.46 | 2761.24 | 3120.46 | 3120.46 | 3120.46 | 3120.46 | 3120.46 | 4349.42 | 3120.46 | 4061.12 | 3120.46 | 11702.28 | 11702.28 | 11702.28 | 11702.28 | 11263.66 | 2657.31 | 2477.41 | 2452.64 | 4482.15 | 4289.69 | 4246.37 | 5249 | 7151.84 | 8794.68 | 9765.07 | 3515.46 | 3337.93 | 6516.7 | 4241.01 | 4908.03 | 5222.75 | 5449.36 | 4766 | 4823.08 | 5083.35 | 6785.47 | 6785.47 | 6785.47 | 16539.64 | 16539.64 | 16068.69 | 16305.25 | 16891.26 | 16068.46 | 15841.89 | 16532.12 | 15834.24 | 19129.06 | 19129.06 | 18718.14 | 18924.55 | 19535.51 | 18642.43 | 18621.41 | 19222.67 | 18436.7 | 18396.95 | 21463.28
| 2041 | 2175.53 | 2175.53 | 2175.53 | 2175.53 | 2175.53 | 2175.53 | 2175.53 | 2175.53 | 1844.72 | 2175.53 | 1811.09 | 1811.09 | 3098.52 | 3142.79 | 2777.67 | 3142.79 | 3142.79 | 3142.79 | 3142.79 | 3142.79 | 4396.33 | 3142.79 | 4104.62 | 3142.79 | 11679.22 | 11679.22 | 11679.22 | 11679.22 | 11441 | 2671.42 | 2488.24 | 2463.35 | 4500.74 | 4305.04 | 4261.51 | 5353.98 | 7203.89 | 8841.42 | 9815.87 | 3557.56 | 3380.29 | 6594.22 | 4288.8 | 4969.15 | 5290.17 | 5521.31 | 4824.28 | 4881.66 | 5147.13 | 6883.29 | 6883.29 | 6883.29 | 16806.26 | 16806.26 | 16325.9 | 16567.19 | 17165.16 | 16327.17 | 16094.81 | 16798.85 | 16088.13 | 19434.1 | 19434.1 | 19014.97 | 19225.5 | 19848.81 | 18939.44 | 18916.43 | 19529.71 | 18729.48 | 18690.54 | 21801
| 2042 | 2170.75 | 2170.75 | 2170.75 | 2170.75 | 2170.75 | 2170.75 | 2170.75 | 2170.75 | 1834.97 | 2170.75 | 1801.68 | 1801.68 | 3110.82 | 3165.44 | 2794.34 | 3165.44 | 3165.44 | 3165.44 | 3165.44 | 3165.44 | 4444.04 | 3165.44 | 4148.89 | 3165.44 | 11686.55 | 11686.55 | 11686.55 | 11686.55 | 11612.07 | 2685.58 | 2499.07 | 2474.04 | 4519.27 | 4320.29 | 4276.54 | 5461.06 | 7256.45 | 8888.59 | 9867.24 | 3602.36 | 3420.4 | 6668.28 | 4337.45 | 5031.41 | 5358.84 | 5594.61 | 4883.64 | 4941.32 | 5212.1 | 6982.98 | 6982.98 | 6982.98 | 17077.26 | 17077.26 | 16587.29 | 16833.41 | 17443.6 | 16590.11 | 16351.84 | 17069.95 | 16346.17 | 19744.09 | 19744.09 | 19316.58 | 19531.32 | 20167.23 | 19241.26 | 19216.2 | 19841.75 | 19026.99 | 18988.89 | 22144.1
| 2043 | 2166.35 | 2166.35 | 2166.35 | 2166.35 | 2166.35 | 2166.35 | 2166.35 | 2166.35 | 1825.53 | 2166.35 | 1792.58 | 1792.58 | 3122.38 | 3188.4 | 2811.23 | 3188.4 | 3188.4 | 3188.4 | 3188.4 | 3188.4 | 4492.58 | 3188.4 | 4193.94 | 3188.4 | 11717.87 | 11717.87 | 11717.87 | 11717.87 | 11792.26 | 2699.78 | 2509.89 | 2484.72 | 4537.74 | 4335.43 | 4291.46 | 5570.28 | 7309.52 | 8936.2 | 9919.19 | 3647.53 | 3463.42 | 6746.7 | 4386.98 | 5094.82 | 5428.8 | 5669.29 | 4944.09 | 5002.07 | 5278.27 | 7084.57 | 7084.57 | 7084.57 | 17352.71 | 17352.71 | 16852.94 | 17103.98 | 17726.63 | 16857.38 | 16613.03 | 17345.51 | 16608.41 | 20059.1 | 20059.1 | 19623.04 | 19842.08 | 20490.85 | 19547.96 | 19520.8 | 20158.86 | 19329.29 | 19292.08 | 22492.69
| 2044 | 2162.31 | 2162.31 | 2162.31 | 2162.31 | 2162.31 | 2162.31 | 2162.31 | 2162.31 | 1816.4 | 2162.31 | 1783.78 | 1783.78 | 3133.15 | 3211.69 | 2828.35 | 3211.69 | 3211.69 | 3211.69 | 3211.69 | 3211.69 | 4541.95 | 3211.69 | 4239.79 | 3211.69 | 11768.73 | 11768.73 | 11768.73 | 11768.73 | 11970.68 | 2714.03 | 2520.69 | 2495.39 | 4556.15 | 4350.45 | 4306.26 | 5681.68 | 7363.1 | 8984.27 | 9971.73 | 3693.06 | 3504.09 | 6821.47 | 4437.4 | 5159.4 | 5500.06 | 5745.36 | 5005.66 | 5063.95 | 5345.67 | 7188.1 | 7188.1 | 7188.1 | 17632.68 | 17632.68 | 17122.92 | 17378.98 | 18014.34 | 17129.02 | 16878.48 | 17625.6 | 16874.94 | 20379.23 | 20379.23 | 19934.45 | 20157.87 | 20819.75 | 19859.64 | 19830.3 | 20481.12 | 19636.48 | 19600.2 | 22846.84
| 2045 | 2158.64 | 2158.64 | 2158.64 | 2158.64 | 2158.64 | 2158.64 | 2158.64 | 2158.64 | 1807.57 | 2158.64 | 1775.28 | 1775.28 | 3143.11 | 3235.3 | 2845.71 | 3235.3 | 3235.3 | 3235.3 | 3235.3 | 3235.3 | 4592.17 | 3235.3 | 4286.45 | 3235.3 | 11835.96 | 11835.96 | 11835.96 | 11835.96 | 12147.7 | 2728.32 | 2531.47 | 2506.02 | 4574.49 | 4365.34 | 4320.91 | 5795.32 | 7417.21 | 9032.79 | 10024.88 | 3736.39 | 3548.02 | 6901.34 | 4488.74 | 5225.18 | 5572.65 | 5822.85 | 5068.36 | 5126.97 | 5414.33 | 7293.6 | 7293.6 | 7293.6 | 17917.26 | 17917.26 | 17397.3 | 17658.48 | 18306.82 | 17405.12 | 17148.23 | 17910.3 | 17145.82 | 20704.55 | 20704.55 | 20250.87 | 20478.76 | 21154.02 | 20176.37 | 20144.78 | 20808.62 | 19948.63 | 19913.32 | 23206.65
| 2046 | 2155.33 | 2155.33 | 2155.33 | 2155.33 | 2155.33 | 2155.33 | 2155.33 | 2155.33 | 1799.05 | 2155.33 | 1767.08 | 1767.08 | 3152.21 | 3259.24 | 2863.31 | 3259.24 | 3259.24 | 3259.24 | 3259.24 | 3259.24 | 4643.24 | 3259.24 | 4333.93 | 3259.24 | 11917.21 | 11917.21 | 11917.21 | 11917.21 | 12328.32 | 2742.64 | 2542.21 | 2516.62 | 4592.73 | 4380.09 | 4335.42 | 5911.22 | 7471.85 | 9081.78 | 10078.63 | 3782.59 | 3589.22 | 6976.78 | 4541 | 5292.17 | 5646.59 | 5901.79 | 5132.21 | 5191.15 | 5484.25 | 7401.11 | 7401.11 | 7401.11 | 18206.51 | 18206.51 | 17676.15 | 17942.55 | 18604.13 | 17685.75 | 17422.37 | 18199.68 | 17421.13 | 21035.16 | 21035.16 | 20572.4 | 20804.85 | 21493.76 | 20498.24 | 20464.34 | 21141.45 | 20265.82 | 20231.53 | 23572.21
| 2047 | 2152.38 | 2152.38 | 2152.38 | 2152.38 | 2152.38 | 2152.38 | 2152.38 | 2152.38 | 1790.82 | 2152.38 | 1759.16 | 1759.16 | 3160.42 | 3283.51 | 2881.14 | 3283.51 | 3283.51 | 3283.51 | 3283.51 | 3283.51 | 4695.19 | 3283.51 | 4382.24 | 3283.51 | 12010.72 | 12010.72 | 12010.72 | 12010.72 | 12514.61 | 2756.99 | 2552.93 | 2527.19 | 4610.87 | 4394.68 | 4349.77 | 6029.45 | 7527.03 | 9131.24 | 10133.01 | 3829.15 | 3633.52 | 7056.83 | 4594.2 | 5360.39 | 5721.9 | 5982.21 | 5197.24 | 5256.5 | 5555.47 | 7510.67 | 7510.67 | 7510.67 | 18500.52 | 18500.52 | 17959.55 | 18231.28 | 18906.36 | 17970.99 | 17700.97 | 18493.82 | 17700.93 | 21371.13 | 21371.13 | 20899.12 | 21136.21 | 21839.05 | 20825.32 | 20789.03 | 21479.69 | 20588.13 | 20554.91 | 23943.61
| 2048 | 2149.79 | 2149.79 | 2149.79 | 2149.79 | 2149.79 | 2149.79 | 2149.79 | 2149.79 | 1782.89 | 2149.79 | 1751.53 | 1751.53 | 3167.69 | 3308.1 | 2899.21 | 3308.1 | 3308.1 | 3308.1 | 3308.1 | 3308.1 | 4748.02 | 3308.1 | 4431.4 | 3308.1 | 12115.12 | 12115.12 | 12115.12 | 12115.12 | 12699.56 | 2771.36 | 2563.6 | 2537.71 | 4628.91 | 4409.11 | 4363.94 | 6150.04 | 7582.75 | 9181.19 | 10188.02 | 3876.05 | 3675.24 | 7132.85 | 4648.36 | 5429.87 | 5798.61 | 6064.13 | 5263.46 | 5323.06 | 5628 | 7622.31 | 7622.31 | 7622.31 | 18799.36 | 18799.36 | 18247.57 | 18524.74 | 19213.59 | 18260.92 | 17984.09 | 18792.81 | 17985.31 | 21712.55 | 21712.55 | 21231.11 | 21472.94 | 22189.98 | 21157.72 | 21118.97 | 21823.44 | 20915.66 | 20883.54 | 24320.95
| 2049 | 2147.54 | 2147.54 | 2147.54 | 2147.54 | 2147.54 | 2147.54 | 2147.54 | 2147.54 | 1775.24 | 2147.54 | 1744.18 | 1744.18 | 3174 | 3333.03 | 2917.52 | 3333.03 | 3333.03 | 3333.03 | 3333.03 | 3333.03 | 4801.75 | 3333.03 | 4481.42 | 3333.03 | 12229.36 | 12229.36 | 12229.36 | 12229.36 | 12883.13 | 2785.76 | 2574.23 | 2548.17 | 4646.83 | 4423.36 | 4377.93 | 6273.04 | 7639.03 | 9231.62 | 10243.68 | 3923.31 | 3720.14 | 7213.63 | 4703.49 | 5500.63 | 5876.75 | 6147.58 | 5330.89 | 5390.83 | 5701.88 | 7736.07 | 7736.07 | 7736.07 | 19103.12 | 19103.12 | 18540.29 | 18823 | 19525.92 | 18555.6 | 18271.83 | 19096.72 | 18274.34 | 22059.53 | 22059.53 | 21568.45 | 21815.12 | 22546.65 | 21495.5 | 21454.22 | 22172.78 | 21248.48 | 21217.52 | 24704.33
| 2050 | 2145.65 | 2145.65 | 2145.65 | 2145.65 | 2145.65 | 2145.65 | 2145.65 | 2145.65 | 1767.88 | 2145.65 | 1737.11 | 1737.11 | 3179.28 | 3358.3 | 2936.07 | 3358.3 | 3358.3 | 3358.3 | 3358.3 | 3358.3 | 4856.39 | 3358.3 | 4532.31 | 3358.3 | 12352.58 | 12352.58 | 12352.58 | 12352.58 | 13032.83 | 2800.16 | 2584.8 | 2558.59 | 4664.62 | 4437.43 | 4391.73 | 6398.5 | 7695.87 | 9282.55 | 10299.99 | 3968.06 | 3762.34 | 7290.15 | 4759.61 | 5572.7 | 5956.33 | 6232.58 | 5399.56 | 5459.85 | 5777.11 | 7851.99 | 7851.99 | 7851.99 | 19411.87 | 19411.87 | 18837.79 | 19126.16 | 19843.42 | 18855.13 | 18564.25 | 19405.63 | 18568.1 | 22412.14 | 22412.14 | 21911.24 | 22162.85 | 22909.16 | 21838.77 | 21794.88 | 22527.81 | 21586.68 | 21556.93 | 25093.83
| 2051 | 2140.07 | 2140.07 | 2140.07 | 2140.07 | 2140.07 | 2140.07 | 2140.07 | 2140.07 | 1756.76 | 2140.07 | 1726.37 | 1726.37 | 3183.51 | 3381.86 | 2952.8 | 3381.86 | 3381.86 | 3381.86 | 3381.86 | 3381.86 | 4909.91 | 3381.86 | 4582.1 | 3381.86 | 12453.72 | 12453.72 | 12453.72 | 12453.72 | 13216.12 | 2812.89 | 2593.63 | 2567.27 | 4679.17 | 4448.19 | 4402.27 | 6526.47 | 7749.15 | 9327.36 | 10349.26 | 4015.35 | 3805.97 | 7368.74 | 4814.75 | 5644.1 | 6035.41 | 6317.18 | 5467.5 | 5528.1 | 5851.71 | 7968.08 | 7968.08 | 7968.08 | 19724.58 | 19724.58 | 19139.02 | 19433.15 | 20165.05 | 19158.48 | 18860.3 | 19718.51 | 18865.55 | 22769.12 | 22769.12 | 22258.21 | 22514.85 | 23276.24 | 22186.29 | 22139.67 | 22887.26 | 21929.02 | 21900.56 | 25487.96
| 2052 | 2133.42 | 2133.42 | 2133.42 | 2133.42 | 2133.42 | 2133.42 | 2133.42 | 2133.42 | 1744.49 | 2133.42 | 1714.51 | 1714.51 | 3186.64 | 3405.03 | 2969.03 | 3405.03 | 3405.03 | 3405.03 | 3405.03 | 3405.03 | 4963.64 | 3405.03 | 4632.07 | 3405.03 | 12553.96 | 12553.96 | 12553.96 | 12553.96 | 13401.54 | 2825.01 | 2601.77 | 2575.28 | 4692.43 | 4457.61 | 4411.47 | 6657 | 7801.49 | 9370.25 | 10396.39 | 4062.94 | 3849.85 | 7447.56 | 4870.19 | 5716.13 | 6115.27 | 6402.67 | 5536 | 5596.89 | 5926.97 | 8085.67 | 8085.67 | 8085.67 | 20042.04 | 20042.04 | 19444.77 | 19744.78 | 20491.62 | 19466.43 | 19160.77 | 20036.15 | 19167.48 | 23131.42 | 23131.42 | 22610.28 | 22872.06 | 23648.84 | 22538.96 | 22489.54 | 23252.08 | 22276.42 | 22249.31 | 25887.81
| 2053 | 2125.65 | 2125.65 | 2125.65 | 2125.65 | 2125.65 | 2125.65 | 2125.65 | 2125.65 | 1731.03 | 2125.65 | 1701.48 | 1701.48 | 3188.62 | 3427.76 | 2984.73 | 3427.76 | 3427.76 | 3427.76 | 3427.76 | 3427.76 | 5017.55 | 3427.76 | 4682.21 | 3427.76 | 12653.23 | 12653.23 | 12653.23 | 12653.23 | 13589.08 | 2836.49 | 2609.21 | 2582.59 | 4704.36 | 4465.63 | 4419.28 | 6790.14 | 7852.81 | 9411.13 | 10441.25 | 4110.83 | 3893.96 | 7526.58 | 4925.93 | 5788.79 | 6195.91 | 6489.06 | 5605.05 | 5666.22 | 6002.9 | 8204.78 | 8204.78 | 8204.78 | 20364.3 | 20364.3 | 19755.08 | 20061.1 | 20823.18 | 19779.02 | 19465.71 | 20358.6 | 19473.94 | 23499.1 | 23499.1 | 22967.54 | 23234.55 | 24027.03 | 22896.87 | 22844.55 | 23622.34 | 22628.94 | 22603.25 | 26293.46
| 2054 | 2116.71 | 2116.71 | 2116.71 | 2116.71 | 2116.71 | 2116.71 | 2116.71 | 2116.71 | 1716.33 | 2116.71 | 1687.24 | 1687.24 | 3189.4 | 3450.05 | 2999.86 | 3450.05 | 3450.05 | 3450.05 | 3450.05 | 3450.05 | 5071.63 | 3450.05 | 4732.5 | 3450.05 | 12751.45 | 12751.45 | 12751.45 | 12751.45 | 13778.77 | 2847.3 | 2615.9 | 2589.16 | 4714.89 | 4472.19 | 4425.64 | 6925.94 | 7903.07 | 9449.89 | 10483.75 | 4159.02 | 3938.29 | 7605.79 | 4981.95 | 5862.06 | 6277.32 | 6576.34 | 5674.65 | 5736.09 | 6079.51 | 8325.41 | 8325.41 | 8325.41 | 20691.44 | 20691.44 | 20070.04 | 20382.17 | 21159.8 | 20096.34 | 19775.19 | 20685.93 | 19784.99 | 23872.24 | 23872.24 | 23330.05 | 23602.39 | 24410.89 | 23260.08 | 23204.76 | 23998.1 | 22986.65 | 22962.44 | 26704.99
| 2055 | 2106.56 | 2106.56 | 2106.56 | 2106.56 | 2106.56 | 2106.56 | 2106.56 | 2106.56 | 1700.35 | 2106.56 | 1671.76 | 1671.76 | 3188.94 | 3471.85 | 3014.41 | 3471.85 | 3471.85 | 3471.85 | 3471.85 | 3471.85 | 5125.86 | 3471.85 | 4782.92 | 3471.85 | 12848.53 | 12848.53 | 12848.53 | 12848.53 | 13970.61 | 2857.41 | 2621.82 | 2594.95 | 4723.95 | 4477.23 | 4430.49 | 7064.46 | 7952.2 | 9486.44 | 10523.78 | 4207.48 | 3982.84 | 7685.15 | 5038.24 | 5935.95 | 6359.52 | 6664.51 | 5744.79 | 5806.48 | 6156.77 | 8447.6 | 8447.6 | 8447.6 | 21023.51 | 21023.51 | 20389.68 | 20708.06 | 21501.57 | 20418.44 | 20089.26 | 21018.22 | 20100.69 | 24250.9 | 24250.9 | 23697.86 | 23975.66 | 24800.49 | 23628.66 | 23570.24 | 24379.45 | 23349.62 | 23326.97 | 27122.45
| 2056 | 2095.16 | 2095.16 | 2095.16 | 2095.16 | 2095.16 | 2095.16 | 2095.16 | 2095.16 | 1683.04 | 2095.16 | 1654.98 | 1654.98 | 3187.18 | 3493.15 | 3028.34 | 3493.15 | 3493.15 | 3493.15 | 3493.15 | 3493.15 | 5180.24 | 3493.15 | 4833.47 | 3493.15 | 12944.4 | 12944.4 | 12944.4 | 12944.4 | 14164.6 | 2866.78 | 2626.92 | 2599.94 | 4731.5 | 4480.67 | 4433.75 | 7205.75 | 8000.13 | 9520.68 | 10561.21 | 4256.22 | 4027.59 | 7764.64 | 5094.78 | 6010.45 | 6442.49 | 6753.59 | 5815.47 | 5877.4 | 6234.69 | 8571.34 | 8571.34 | 8571.34 | 21360.6 | 21360.6 | 20714.09 | 21038.84 | 21848.53 | 20745.38 | 20407.98 | 21355.52 | 20421.11 | 24635.16 | 24635.16 | 24071.06 | 24354.41 | 25195.92 | 24002.68 | 23941.06 | 24766.45 | 23717.91 | 23696.88 | 27545.94
| 2057 | 2082.46 | 2082.46 | 2082.46 | 2082.46 | 2082.46 | 2082.46 | 2082.46 | 2082.46 | 1664.36 | 2082.46 | 1636.86 | 1636.86 | 3184.08 | 3513.91 | 3041.62 | 3513.91 | 3513.91 | 3513.91 | 3513.91 | 3513.91 | 5234.74 | 3513.91 | 4884.13 | 3513.91 | 13038.96 | 13038.96 | 13038.96 | 13038.96 | 14360.78 | 2875.38 | 2631.18 | 2604.1 | 4737.45 | 4482.46 | 4435.38 | 7349.86 | 8046.8 | 9552.48 | 10595.94 | 4305.23 | 4072.54 | 7844.24 | 5151.58 | 6085.56 | 6526.24 | 6843.56 | 5886.68 | 5948.83 | 6313.27 | 8696.65 | 8696.65 | 8696.65 | 21702.75 | 21702.75 | 21043.32 | 21374.56 | 22200.78 | 21077.23 | 20731.41 | 21697.9 | 20746.31 | 25025.08 | 25025.08 | 24449.71 | 24738.72 | 25597.24 | 24382.21 | 24317.28 | 25159.18 | 24091.59 | 24072.27 | 27975.51
| 2058 | 2068.42 | 2068.42 | 2068.42 | 2068.42 | 2068.42 | 2068.42 | 2068.42 | 2068.42 | 1644.26 | 2068.42 | 1617.35 | 1617.35 | 3179.58 | 3534.1 | 3054.22 | 3534.1 | 3534.1 | 3534.1 | 3534.1 | 3534.1 | 5289.35 | 3534.1 | 4934.89 | 3534.1 | 13132.13 | 13132.13 | 13132.13 | 13132.13 | 14559.13 | 2883.18 | 2634.56 | 2607.38 | 4741.75 | 4482.54 | 4435.3 | 7496.86 | 8092.13 | 9581.75 | 10627.82 | 4354.49 | 4117.68 | 7923.92 | 5208.6 | 6161.27 | 6610.76 | 6934.42 | 5958.41 | 6020.77 | 6392.49 | 8823.54 | 8823.54 | 8823.54 | 22050.05 | 22050.05 | 21377.43 | 21715.29 | 22558.38 | 21414.06 | 21059.62 | 22045.44 | 21076.34 | 25420.76 | 25420.76 | 24833.87 | 25128.67 | 26004.53 | 24767.31 | 24698.97 | 25557.72 | 24470.74 | 24453.19 | 28411.25
| 2059 | 2052.98 | 2052.98 | 2052.98 | 2052.98 | 2052.98 | 2052.98 | 2052.98 | 2052.98 | 1622.69 | 2052.98 | 1596.41 | 1596.41 | 3173.63 | 3553.7 | 3066.11 | 3553.7 | 3553.7 | 3553.7 | 3553.7 | 3553.7 | 5344.05 | 3553.7 | 4985.71 | 3553.7 | 13223.81 | 13223.81 | 13223.81 | 13223.81 | 14759.67 | 2890.15 | 2637.03 | 2609.75 | 4744.33 | 4480.82 | 4433.44 | 7646.8 | 8136.06 | 9608.37 | 10656.74 | 4404 | 4163 | 8003.65 | 5265.85 | 6237.57 | 6696.05 | 7026.19 | 6030.65 | 6093.2 | 6472.36 | 8952.03 | 8952.03 | 8952.03 | 22402.56 | 22402.56 | 21716.48 | 22061.11 | 22921.4 | 21755.93 | 21392.67 | 22398.21 | 21411.27 | 25822.24 | 25822.24 | 25223.62 | 25524.32 | 26417.88 | 25158.07 | 25086.21 | 25962.13 | 24855.41 | 24839.72 | 28853.23
| 2060 | 2036.1 | 2036.1 | 2036.1 | 2036.1 | 2036.1 | 2036.1 | 2036.1 | 2036.1 | 1599.6 | 2036.1 | 1573.98 | 1573.98 | 3166.16 | 3572.66 | 3077.25 | 3572.66 | 3572.66 | 3572.66 | 3572.66 | 3572.66 | 5398.82 | 3572.66 | 5036.6 | 3572.66 | 13313.9 | 13313.9 | 13313.9 | 13313.9 | 14962.41 | 2896.23 | 2638.53 | 2611.17 | 4745.11 | 4477.24 | 4429.73 | 7799.73 | 8178.51 | 9632.23 | 10682.57 | 4453.76 | 4208.48 | 8083.39 | 5323.3 | 6314.46 | 6782.11 | 7118.85 | 6103.4 | 6166.13 | 6552.87 | 9082.13 | 9082.13 | 9082.13 | 22760.35 | 22760.35 | 22060.55 | 22412.07 | 23289.92 | 22102.9 | 21730.61 | 22756.26 | 21751.18 | 26229.62 | 26229.62 | 25619.03 | 25925.74 | 26837.36 | 25554.55 | 25479.06 | 26372.49 | 25245.68 | 25231.93 | 29301.52
16 | Nominal NPV Fixed Cost w/ PTC, $/kW
| 2023 | 1379.06 | 1341.51 | 1425.08 | 1423 | 1305.19 | 1384.78 | 1434.52 | 1297.32 | 1171.93 | 1380.92 | 1087.35 | 1087.35 | 2229.85 | 1979.55 | 1606.57 | 1785.14 | 1876.43 | 1785.14 | 1953.01 | 1979.55 | 3000.04 | 1876.43 | 2739.89 | 1785.14 | 10528.87 | 10528.87 | 10528.87 | 10528.87 | 7958.14 | 1839.8 | 1764.76 | 1723.73 | 3142.53 | 3094.36 | 3021.03 | 2243 | 3790.81 | 4815.41 | 5546.49 | 2765.66 | 2582.97 | 5085.22 | 2661.61 | 3231.51 | 3500.4 | 3694.02 | 3110.15 | 3140.73 | 3364.07 | 4824.65 | 4824.65 | 4824.65 | 9692.56 | 9692.56 | 9305.66 | 9500 | 9537.03 | 9068.23 | 8677.72 | 9242.94 | 8979.66 | 11987.22 | 11987.22 | 11656.13 | 11822.44 | 11640.34 | 11157.02 | 10905.98 | 11389.01 | 11160.93 | 11136.21 | 14394.79
| 2024 | 1391.55 | 1353.34 | 1438.38 | 1436.26 | 1316.39 | 1397.37 | 1447.99 | 1308.37 | 1170.89 | 1393.45 | 1090.73 | 1090.73 | 2276.57 | 2030.82 | 1638.85 | 1833.73 | 1926.28 | 1833.73 | 2003.91 | 2030.82 | 2955.82 | 1926.28 | 2672.89 | 1833.73 | 11122.02 | 11122.02 | 11122.02 | 11122.02 | 8179.85 | 1851.66 | 1765.18 | 1727.57 | 3151.19 | 3086.93 | 3019.52 | 2362.35 | 3957.69 | 5016.62 | 5757.86 | 2820.76 | 2637.03 | 5190.77 | 2566.08 | 3084.37 | 3328.91 | 3505 | 2974.01 | 3002.33 | 3205.54 | 4534.49 | 4534.49 | 4534.49 | 9810.22 | 9810.22 | 9450.92 | 9631.4 | 9741.34 | 9242.59 | 8943.31 | 9468.22 | 9151.87 | 12063.67 | 12063.67 | 11752.21 | 11908.66 | 11849.4 | 11326.32 | 11158.6 | 11612.98 | 11310.88 | 11280.62 | 14284.41
| 2025 | 1892.13 | 1853.29 | 1939.73 | 1937.58 | 1815.74 | 1898.04 | 1949.49 | 1807.59 | 1646.57 | 1894.06 | 1566.94 | 1566.94 | 2318.65 | 2379.72 | 1961.8 | 2180.19 | 2273.88 | 2180.19 | 2352.48 | 2379.72 | 3312.95 | 2273.88 | 3008.41 | 2180.19 | 12312.01 | 12312.01 | 12312.01 | 12312.01 | 6196.46 | 2780.25 | 2719.51 | 2652.93 | 4812.06 | 4798.6 | 4678.8 | 2487.15 | 4121.44 | 5212.61 | 5961.92 | 2875.79 | 2692.95 | 5299.75 | 2896.14 | 3419.27 | 3666.1 | 3843.83 | 3307.87 | 3334.03 | 3539.24 | 4881.3 | 4881.3 | 4881.3 | 10033.65 | 10033.65 | 9670.38 | 9852.85 | 10036.8 | 9509.44 | 9229.98 | 9760.67 | 9400.11 | 12260.25 | 12260.25 | 11944.73 | 12103.22 | 12162.25 | 11600.94 | 11462.45 | 11922.75 | 11555.2 | 11534.69 | 14355.12
| 2026 | 1900.37 | 1860.94 | 1948.7 | 1946.52 | 1822.8 | 1906.38 | 1958.62 | 1814.53 | 1639.73 | 1902.33 | 1565.78 | 1565.78 | 2355.78 | 2424.07 | 1988.41 | 2221.12 | 2316.42 | 2221.12 | 2396.36 | 2424.07 | 3362.46 | 2316.42 | 3047.04 | 2221.12 | 12948.93 | 12948.93 | 12948.93 | 12948.93 | 6406.88 | 2842.42 | 2762.12 | 2702.6 | 4912.39 | 4868.2 | 4760.83 | 2608.12 | 4281.53 | 5402.73 | 6157.98 | 2921.91 | 2741.97 | 5393.85 | 2929.74 | 3456.01 | 3704.31 | 3883.11 | 3343.94 | 3366.06 | 3572.54 | 4922.93 | 4922.93 | 4922.93 | 10232.16 | 10232.16 | 9865.52 | 10049.69 | 10309.86 | 9753.98 | 9495.55 | 10031.17 | 9625.67 | 12414.57 | 12414.57 | 12095.5 | 12255.77 | 12433.91 | 11835.2 | 11726.21 | 12191.71 | 11759.08 | 11748.89 | 14438.94
| 2027 | 1899.21 | 1858.68 | 1948.89 | 1946.65 | 1819.48 | 1905.38 | 1959.08 | 1810.98 | 1624.74 | 1901.22 | 1554.56 | 1554.56 | 2385.08 | 2465.77 | 2011.52 | 2257.59 | 2355.34 | 2257.59 | 2437.35 | 2465.77 | 3416.04 | 2355.34 | 3089.48 | 2257.59 | 13580.88 | 13580.88 | 13580.88 | 13580.88 | 6648.57 | 2895.28 | 2798.48 | 2744.44 | 4995.71 | 4926.22 | 4828.51 | 2729.36 | 4431.14 | 5578.25 | 6339.44 | 2981.73 | 2800.02 | 5508.19 | 2966.22 | 3499.6 | 3751.26 | 3932.47 | 3386.02 | 3405.42 | 3614.84 | 4984.42 | 4984.42 | 4984.42 | 10443.21 | 10443.21 | 10068.79 | 10256.87 | 10583.65 | 9999.02 | 9752.92 | 10299.34 | 9852.89 | 12580.95 | 12580.95 | 12254.82 | 12418.64 | 12702.29 | 12066.82 | 11979.62 | 12454.96 | 11962.92 | 11964.03 | 14547.35
| 2028 | 1859.06 | 1817.44 | 1910.07 | 1907.77 | 1777.19 | 1865.4 | 1920.54 | 1768.47 | 1584.32 | 1861.13 | 1512.65 | 1512.65 | 2370.78 | 2474.93 | 2012.85 | 2261.56 | 2361.75 | 2261.56 | 2445.8 | 2474.93 | 3434.94 | 2361.75 | 3102.78 | 2261.56 | 13873.13 | 13873.13 | 13873.13 | 13873.13 | 6778.5 | 2898.43 | 2802.66 | 2746.49 | 4992.34 | 4927.1 | 4825.58 | 2789.4 | 4471.13 | 5614.84 | 6369.57 | 3036.74 | 2857.2 | 5619.56 | 2974.06 | 3513.37 | 3767.83 | 3951.06 | 3398.53 | 3419.52 | 3631.41 | 5017.19 | 5017.19 | 5017.19 | 10530.77 | 10530.77 | 10149.02 | 10340.77 | 10661.32 | 10070.23 | 9815.22 | 10371.75 | 9924.45 | 12566.1 | 12566.1 | 12233.29 | 12400.47 | 12678.3 | 12039.04 | 11941.57 | 12426.16 | 11935.31 | 11940.85 | 14325.23
| 2029 | 1814.58 | 1771.88 | 1866.91 | 1864.55 | 1730.6 | 1821.08 | 1877.65 | 1721.64 | 1539.86 | 1816.7 | 1466.85 | 1466.85 | 2352.06 | 2479.42 | 2009.79 | 2260.86 | 2363.49 | 2260.86 | 2449.58 | 2479.42 | 3446.9 | 2363.49 | 3109.27 | 2260.86 | 14149.9 | 14149.9 | 14149.9 | 14149.9 | 6906.47 | 2896.85 | 2802.24 | 2744.01 | 4980.43 | 4919.54 | 4814.35 | 2846.84 | 4503.48 | 5641.36 | 6388.38 | 3090.58 | 2909.8 | 5722.34 | 2974.62 | 3518.63 | 3775.31 | 3960.13 | 3402.79 | 3425.28 | 3639.17 | 5037.96 | 5037.96 | 5037.96 | 10611.7 | 10611.7 | 10223.09 | 10418.29 | 10732.27 | 10135 | 9871.92 | 10437.82 | 9989.85 | 12550.57 | 12550.57 | 12211.5 | 12381.82 | 12653.64 | 12010.75 | 11903.82 | 12397.02 | 11907.41 | 11917.05 | 14131.65
| 2030 | 2315.12 | 2315.12 | 2315.12 | 2315.12 | 2315.12 | 2315.12 | 2315.12 | 2315.12 | 2012.67 | 2315.12 | 1975.05 | 1975.05 | 3205.14 | 2913.99 | 2609.26 | 2913.99 | 2913.99 | 2913.99 | 2913.99 | 2913.99 | 3922.16 | 2913.99 | 3665.98 | 2913.99 | 17137.13 | 17137.13 | 17137.13 | 17137.13 | 7022.68 | 1902.28 | 1778.12 | 1748.08 | 3181.1 | 3069.35 | 3014.88 | 2898.46 | 4540.5 | 5673.27 | 6409.45 | 3122.61 | 2944.59 | 5785.86 | 3807.85 | 4355.04 | 4613.22 | 4799.12 | 4238.52 | 4293 | 4506.51 | 5902.84 | 5902.84 | 5902.84 | 10669.68 | 10669.68 | 10273.3 | 10472.41 | 10791.28 | 10188.79 | 9913.72 | 10490.95 | 10039.77 | 12496.17 | 12496.17 | 12150.32 | 12324.04 | 12602.82 | 11957.26 | 11838.01 | 12341.07 | 11849.62 | 11865.99 | 13929.21
| 2031 | 2294.63 | 2294.63 | 2294.63 | 2294.63 | 2294.63 | 2294.63 | 2294.63 | 2294.63 | 1992.01 | 2294.63 | 1954.76 | 1954.76 | 3171.7 | 2933.3 | 2623.47 | 2933.3 | 2933.3 | 2933.3 | 2933.3 | 2933.3 | 3961.63 | 2933.3 | 3702.4 | 2933.3 | 15132.7 | 15132.7 | 15132.7 | 15132.7 | 7136.47 | 1913.68 | 1786.78 | 1756.65 | 3196.02 | 3081.6 | 3026.95 | 2956.43 | 4575.46 | 5705.8 | 6446.4 | 3156.74 | 2981.37 | 5855.07 | 3847.71 | 4405.84 | 4669.18 | 4858.8 | 4286.99 | 4341.7 | 4559.48 | 5983.74 | 5983.74 | 5983.74 | 10755.88 | 10755.88 | 10351.57 | 10554.66 | 10877.54 | 10269.46 | 9982.42 | 10571.19 | 10116.75 | 12499.87 | 12499.87 | 12147.11 | 12324.3 | 12608.17 | 11959.21 | 11828.06 | 12341.18 | 11847.73 | 11869.56 | 13810.01
| 2032 | 2274.12 | 2274.12 | 2274.12 | 2274.12 | 2274.12 | 2274.12 | 2274.12 | 2274.12 | 1971.43 | 2274.12 | 1934.54 | 1934.54 | 3135.64 | 2952.89 | 2637.9 | 2952.89 | 2952.89 | 2952.89 | 2952.89 | 2952.89 | 4001.79 | 2952.89 | 3739.48 | 2952.89 | 13681.98 | 13681.98 | 13681.98 | 13681.98 | 7254.01 | 1925.13 | 1795.44 | 1765.21 | 3210.92 | 3093.79 | 3038.95 | 3015.56 | 4610.78 | 5738.67 | 6483.81 | 3193.17 | 3020.58 | 5927.98 | 3888.3 | 4457.59 | 4726.2 | 4919.61 | 4336.37 | 4391.32 | 4613.46 | 6066.2 | 6066.2 | 6066.2 | 10847.01 | 10847.01 | 10434.62 | 10641.77 | 10968.49 | 10354.78 | 10055.47 | 10656.02 | 10198.33 | 12513.22 | 12513.22 | 12153.4 | 12334.14 | 12622.74 | 11970.31 | 11827.02 | 12350.41 | 11855.01 | 11882.18 | 13712.68
| 2033 | 2253.57 | 2253.57 | 2253.57 | 2253.57 | 2253.57 | 2253.57 | 2253.57 | 2253.57 | 1950.93 | 2253.57 | 1914.39 | 1914.39 | 3096.87 | 2972.78 | 2652.54 | 2972.78 | 2972.78 | 2972.78 | 2972.78 | 2972.78 | 4042.66 | 2972.78 | 3777.23 | 2972.78 | 13345.93 | 13345.93 | 13345.93 | 13345.93 | 7377.53 | 1936.63 | 1804.09 | 1773.77 | 3225.79 | 3105.89 | 3050.87 | 3075.87 | 4646.48 | 5771.89 | 6521.69 | 3227.57 | 3057.99 | 5998.16 | 3929.64 | 4510.32 | 4784.3 | 4981.58 | 4386.67 | 4441.87 | 4668.45 | 6150.25 | 6150.25 | 6150.25 | 10942.7 | 10942.7 | 10522.05 | 10733.35 | 11063.77 | 10444.37 | 10132.5 | 10745.05 | 10284.16 | 12535.01 | 12535.01 | 12168 | 12352.35 | 12645.34 | 11989.4 | 11833.71 | 12367.57 | 11870.29 | 11902.69 | 13633.12
| 2034 | 2232.96 | 2232.96 | 2232.96 | 2232.96 | 2232.96 | 2232.96 | 2232.96 | 2232.96 | 1930.48 | 2232.96 | 1894.28 | 1894.28 | 3055.3 | 2992.97 | 2667.4 | 2992.97 | 2992.97 | 2992.97 | 2992.97 | 2992.97 | 4084.25 | 2992.97 | 3815.66 | 2992.97 | 13143.29 | 13143.29 | 13143.29 | 13143.29 | 7502.07 | 1948.17 | 1812.75 | 1782.33 | 3240.61 | 3117.91 | 3062.7 | 3137.38 | 4682.55 | 5805.45 | 6560.04 | 3264.14 | 3097.9 | 6072.14 | 3971.74 | 4564.03 | 4843.49 | 5044.72 | 4437.91 | 4493.36 | 4724.47 | 6235.91 | 6235.91 | 6235.91 | 11042.61 | 11042.61 | 10613.56 | 10829.08 | 11163.08 | 10537.94 | 10213.18 | 10837.98 | 10373.91 | 12564.24 | 12564.24 | 12189.88 | 12377.92 | 12675.02 | 12015.52 | 11847.15 | 12391.69 | 11892.6 | 11930.17 | 13568.18
| 2035 | 2212.28 | 2212.28 | 2212.28 | 2212.28 | 2212.28 | 2212.28 | 2212.28 | 2212.28 | 1910.09 | 2212.28 | 1874.22 | 1874.22 | 3010.82 | 3013.46 | 2682.49 | 3013.46 | 3013.46 | 3013.46 | 3013.46 | 3013.46 | 4126.56 | 3013.46 | 3854.78 | 3013.46 | 13024.18 | 13024.18 | 13024.18 | 13024.18 | 7629.28 | 1959.76 | 1821.39 | 1790.87 | 3255.39 | 3129.83 | 3074.42 | 3200.13 | 4719.01 | 5839.37 | 6598.87 | 3301.08 | 3135.93 | 6143.25 | 4014.61 | 4618.75 | 4903.8 | 5109.05 | 4490.1 | 4545.82 | 4781.55 | 6323.21 | 6323.21 | 6323.21 | 11146.5 | 11146.5 | 10708.87 | 10928.69 | 11266.14 | 10635.23 | 10297.24 | 10934.54 | 10467.34 | 12600.07 | 12600.07 | 12218.23 | 12410.03 | 12710.95 | 12047.87 | 11866.53 | 12421.95 | 11921.13 | 11963.82 | 13515.41
| 2036 | 2205.17 | 2205.17 | 2205.17 | 2205.17 | 2205.17 | 2205.17 | 2205.17 | 2205.17 | 1898.36 | 2205.17 | 1862.87 | 1862.87 | 3026.94 | 3034.25 | 2697.79 | 3034.25 | 3034.25 | 3034.25 | 3034.25 | 3034.25 | 4169.61 | 3034.25 | 3894.6 | 3034.25 | 12423.57 | 12423.57 | 12423.57 | 12423.57 | 7755.16 | 1971.39 | 1830.02 | 1799.4 | 3270.11 | 3141.65 | 3086.05 | 3264.13 | 4755.85 | 5873.63 | 6638.17 | 3341.55 | 3176.54 | 6218.28 | 4058.27 | 4674.49 | 4965.24 | 5174.6 | 4543.27 | 4599.25 | 4839.7 | 6412.19 | 6412.19 | 6412.19 | 11331.3 | 11331.3 | 10884.91 | 11109.13 | 11454.54 | 10811.51 | 10466.26 | 11116.31 | 10639.91 | 12806.37 | 12806.37 | 12416.9 | 12612.53 | 12920.89 | 12245.16 | 12059.58 | 12626.11 | 12115.47 | 12160.08 | 13733.34
| 2037 | 2198.47 | 2198.47 | 2198.47 | 2198.47 | 2198.47 | 2198.47 | 2198.47 | 2198.47 | 1886.96 | 2198.47 | 1851.87 | 1851.87 | 3042.49 | 3055.34 | 2713.31 | 3055.34 | 3055.34 | 3055.34 | 3055.34 | 3055.34 | 4213.41 | 3055.34 | 3935.13 | 3055.34 | 12085.86 | 12085.86 | 12085.86 | 12085.86 | 8499.82 | 2119.25 | 1966.61 | 1938.39 | 3529.82 | 3383.17 | 3332.15 | 3663.17 | 5232.75 | 6455.9 | 7263.79 | 3384.51 | 3215.4 | 6290.79 | 4102.73 | 4731.27 | 5027.83 | 5241.38 | 4597.43 | 4653.67 | 4898.93 | 6502.87 | 6502.87 | 6502.87 | 12384.92 | 12384.92 | 11931.46 | 12159.24 | 12562.46 | 11878.59 | 11556.93 | 12218.33 | 11691.75 | 14056.11 | 14056.11 | 13660.7 | 13859.32 | 14231.06 | 13509.25 | 13355.35 | 13931.36 | 13363.59 | 13393.04 | 15256.97
| 2038 | 2192.15 | 2192.15 | 2192.15 | 2192.15 | 2192.15 | 2192.15 | 2192.15 | 2192.15 | 1875.91 | 2192.15 | 1841.19 | 1841.19 | 3057.46 | 3076.74 | 2729.06 | 3076.74 | 3076.74 | 3076.74 | 3076.74 | 3076.74 | 4257.97 | 3076.74 | 3976.39 | 3076.74 | 11884.24 | 11884.24 | 11884.24 | 11884.24 | 9320.18 | 2278.81 | 2115.51 | 2089.3 | 3810.82 | 3646.81 | 3599.7 | 4113.73 | 5768.77 | 7109.43 | 7964.41 | 3427.86 | 3256.71 | 6366.83 | 4147.99 | 4789.11 | 5091.6 | 5309.42 | 4652.59 | 4709.11 | 4959.27 | 6595.29 | 6595.29 | 6595.29 | 13565.94 | 13565.94 | 13105.93 | 13337 | 13798.9 | 13072.08 | 12777.21 | 13449.23 | 12869.91 | 15473.68 | 15473.68 | 15072.67 | 15274.1 | 15713.95 | 14942.18 | 14824.55 | 15409.56 | 14779.44 | 14790.53 | 16986.35
| 2039 | 2186.23 | 2186.23 | 2186.23 | 2186.23 | 2186.23 | 2186.23 | 2186.23 | 2186.23 | 1865.19 | 2186.23 | 1830.84 | 1830.84 | 3071.8 | 3098.44 | 2745.04 | 3098.44 | 3098.44 | 3098.44 | 3098.44 | 3098.44 | 4303.3 | 3098.44 | 4018.38 | 3098.44 | 11765.43 | 11765.43 | 11765.43 | 11765.43 | 11094.26 | 2643.26 | 2466.57 | 2441.93 | 4463.53 | 4274.24 | 4231.14 | 5146.07 | 7100.28 | 8748.38 | 9714.83 | 3471.36 | 3298.39 | 6443.41 | 4194.08 | 4848.02 | 5156.57 | 5378.74 | 4708.77 | 4765.57 | 5020.74 | 6689.48 | 6689.48 | 6689.48 | 16277.32 | 16277.32 | 15815.61 | 16047.53 | 16621.8 | 15813.92 | 15593.01 | 16269.71 | 15584.42 | 18828.88 | 18828.88 | 18426.02 | 18628.38 | 19227.23 | 18350.16 | 18331.06 | 18920.52 | 18148.57 | 18108.05 | 21130.86
| 2040 | 2180.69 | 2180.69 | 2180.69 | 2180.69 | 2180.69 | 2180.69 | 2180.69 | 2180.69 | 1854.79 | 2180.69 | 1820.8 | 1820.8 | 3085.5 | 3120.46 | 2761.24 | 3120.46 | 3120.46 | 3120.46 | 3120.46 | 3120.46 | 4349.42 | 3120.46 | 4061.12 | 3120.46 | 11702.28 | 11702.28 | 11702.28 | 11702.28 | 11263.66 | 2657.31 | 2477.41 | 2452.64 | 4482.15 | 4289.69 | 4246.37 | 5249 | 7151.84 | 8794.68 | 9765.07 | 3515.46 | 3337.93 | 6516.7 | 4241.01 | 4908.03 | 5222.75 | 5449.36 | 4766 | 4823.08 | 5083.35 | 6785.47 | 6785.47 | 6785.47 | 16539.64 | 16539.64 | 16068.69 | 16305.25 | 16891.26 | 16068.46 | 15841.89 | 16532.12 | 15834.24 | 19129.06 | 19129.06 | 18718.14 | 18924.55 | 19535.51 | 18642.43 | 18621.41 | 19222.67 | 18436.7 | 18396.95 | 21463.28
| 2041 | 2175.53 | 2175.53 | 2175.53 | 2175.53 | 2175.53 | 2175.53 | 2175.53 | 2175.53 | 1844.72 | 2175.53 | 1811.09 | 1811.09 | 3098.52 | 3142.79 | 2777.67 | 3142.79 | 3142.79 | 3142.79 | 3142.79 | 3142.79 | 4396.33 | 3142.79 | 4104.62 | 3142.79 | 11679.22 | 11679.22 | 11679.22 | 11679.22 | 11441 | 2671.42 | 2488.24 | 2463.35 | 4500.74 | 4305.04 | 4261.51 | 5353.98 | 7203.89 | 8841.42 | 9815.87 | 3557.56 | 3380.29 | 6594.22 | 4288.8 | 4969.15 | 5290.17 | 5521.31 | 4824.28 | 4881.66 | 5147.13 | 6883.29 | 6883.29 | 6883.29 | 16806.26 | 16806.26 | 16325.9 | 16567.19 | 17165.16 | 16327.17 | 16094.81 | 16798.85 | 16088.13 | 19434.1 | 19434.1 | 19014.97 | 19225.5 | 19848.81 | 18939.44 | 18916.43 | 19529.71 | 18729.48 | 18690.54 | 21801
| 2042 | 2170.75 | 2170.75 | 2170.75 | 2170.75 | 2170.75 | 2170.75 | 2170.75 | 2170.75 | 1834.97 | 2170.75 | 1801.68 | 1801.68 | 3110.82 | 3165.44 | 2794.34 | 3165.44 | 3165.44 | 3165.44 | 3165.44 | 3165.44 | 4444.04 | 3165.44 | 4148.89 | 3165.44 | 11686.55 | 11686.55 | 11686.55 | 11686.55 | 11612.07 | 2685.58 | 2499.07 | 2474.04 | 4519.27 | 4320.29 | 4276.54 | 5461.06 | 7256.45 | 8888.59 | 9867.24 | 3602.36 | 3420.4 | 6668.28 | 4337.45 | 5031.41 | 5358.84 | 5594.61 | 4883.64 | 4941.32 | 5212.1 | 6982.98 | 6982.98 | 6982.98 | 17077.26 | 17077.26 | 16587.29 | 16833.41 | 17443.6 | 16590.11 | 16351.84 | 17069.95 | 16346.17 | 19744.09 | 19744.09 | 19316.58 | 19531.32 | 20167.23 | 19241.26 | 19216.2 | 19841.75 | 19026.99 | 18988.89 | 22144.1
| 2043 | 2166.35 | 2166.35 | 2166.35 | 2166.35 | 2166.35 | 2166.35 | 2166.35 | 2166.35 | 1825.53 | 2166.35 | 1792.58 | 1792.58 | 3122.38 | 3188.4 | 2811.23 | 3188.4 | 3188.4 | 3188.4 | 3188.4 | 3188.4 | 4492.58 | 3188.4 | 4193.94 | 3188.4 | 11717.87 | 11717.87 | 11717.87 | 11717.87 | 11792.26 | 2699.78 | 2509.89 | 2484.72 | 4537.74 | 4335.43 | 4291.46 | 5570.28 | 7309.52 | 8936.2 | 9919.19 | 3647.53 | 3463.42 | 6746.7 | 4386.98 | 5094.82 | 5428.8 | 5669.29 | 4944.09 | 5002.07 | 5278.27 | 7084.57 | 7084.57 | 7084.57 | 17352.71 | 17352.71 | 16852.94 | 17103.98 | 17726.63 | 16857.38 | 16613.03 | 17345.51 | 16608.41 | 20059.1 | 20059.1 | 19623.04 | 19842.08 | 20490.85 | 19547.96 | 19520.8 | 20158.86 | 19329.29 | 19292.08 | 22492.69
| 2044 | 2162.31 | 2162.31 | 2162.31 | 2162.31 | 2162.31 | 2162.31 | 2162.31 | 2162.31 | 1816.4 | 2162.31 | 1783.78 | 1783.78 | 3133.15 | 3211.69 | 2828.35 | 3211.69 | 3211.69 | 3211.69 | 3211.69 | 3211.69 | 4541.95 | 3211.69 | 4239.79 | 3211.69 | 11768.73 | 11768.73 | 11768.73 | 11768.73 | 11970.68 | 2714.03 | 2520.69 | 2495.39 | 4556.15 | 4350.45 | 4306.26 | 5681.68 | 7363.1 | 8984.27 | 9971.73 | 3693.06 | 3504.09 | 6821.47 | 4437.4 | 5159.4 | 5500.06 | 5745.36 | 5005.66 | 5063.95 | 5345.67 | 7188.1 | 7188.1 | 7188.1 | 17632.68 | 17632.68 | 17122.92 | 17378.98 | 18014.34 | 17129.02 | 16878.48 | 17625.6 | 16874.94 | 20379.23 | 20379.23 | 19934.45 | 20157.87 | 20819.75 | 19859.64 | 19830.3 | 20481.12 | 19636.48 | 19600.2 | 22846.84
| 2045 | 2158.64 | 2158.64 | 2158.64 | 2158.64 | 2158.64 | 2158.64 | 2158.64 | 2158.64 | 1807.57 | 2158.64 | 1775.28 | 1775.28 | 3143.11 | 3235.3 | 2845.71 | 3235.3 | 3235.3 | 3235.3 | 3235.3 | 3235.3 | 4592.17 | 3235.3 | 4286.45 | 3235.3 | 11835.96 | 11835.96 | 11835.96 | 11835.96 | 12147.7 | 2728.32 | 2531.47 | 2506.02 | 4574.49 | 4365.34 | 4320.91 | 5795.32 | 7417.21 | 9032.79 | 10024.88 | 3736.39 | 3548.02 | 6901.34 | 4488.74 | 5225.18 | 5572.65 | 5822.85 | 5068.36 | 5126.97 | 5414.33 | 7293.6 | 7293.6 | 7293.6 | 17917.26 | 17917.26 | 17397.3 | 17658.48 | 18306.82 | 17405.12 | 17148.23 | 17910.3 | 17145.82 | 20704.55 | 20704.55 | 20250.87 | 20478.76 | 21154.02 | 20176.37 | 20144.78 | 20808.62 | 19948.63 | 19913.32 | 23206.65
| 2046 | 2155.33 | 2155.33 | 2155.33 | 2155.33 | 2155.33 | 2155.33 | 2155.33 | 2155.33 | 1799.05 | 2155.33 | 1767.08 | 1767.08 | 3152.21 | 3259.24 | 2863.31 | 3259.24 | 3259.24 | 3259.24 | 3259.24 | 3259.24 | 4643.24 | 3259.24 | 4333.93 | 3259.24 | 11917.21 | 11917.21 | 11917.21 | 11917.21 | 12328.32 | 2742.64 | 2542.21 | 2516.62 | 4592.73 | 4380.09 | 4335.42 | 5911.22 | 7471.85 | 9081.78 | 10078.63 | 3782.59 | 3589.22 | 6976.78 | 4541 | 5292.17 | 5646.59 | 5901.79 | 5132.21 | 5191.15 | 5484.25 | 7401.11 | 7401.11 | 7401.11 | 18206.51 | 18206.51 | 17676.15 | 17942.55 | 18604.13 | 17685.75 | 17422.37 | 18199.68 | 17421.13 | 21035.16 | 21035.16 | 20572.4 | 20804.85 | 21493.76 | 20498.24 | 20464.34 | 21141.45 | 20265.82 | 20231.53 | 23572.21
| 2047 | 2152.38 | 2152.38 | 2152.38 | 2152.38 | 2152.38 | 2152.38 | 2152.38 | 2152.38 | 1790.82 | 2152.38 | 1759.16 | 1759.16 | 3160.42 | 3283.51 | 2881.14 | 3283.51 | 3283.51 | 3283.51 | 3283.51 | 3283.51 | 4695.19 | 3283.51 | 4382.24 | 3283.51 | 12010.72 | 12010.72 | 12010.72 | 12010.72 | 12514.61 | 2756.99 | 2552.93 | 2527.19 | 4610.87 | 4394.68 | 4349.77 | 6029.45 | 7527.03 | 9131.24 | 10133.01 | 3829.15 | 3633.52 | 7056.83 | 4594.2 | 5360.39 | 5721.9 | 5982.21 | 5197.24 | 5256.5 | 5555.47 | 7510.67 | 7510.67 | 7510.67 | 18500.52 | 18500.52 | 17959.55 | 18231.28 | 18906.36 | 17970.99 | 17700.97 | 18493.82 | 17700.93 | 21371.13 | 21371.13 | 20899.12 | 21136.21 | 21839.05 | 20825.32 | 20789.03 | 21479.69 | 20588.13 | 20554.91 | 23943.61
| 2048 | 2149.79 | 2149.79 | 2149.79 | 2149.79 | 2149.79 | 2149.79 | 2149.79 | 2149.79 | 1782.89 | 2149.79 | 1751.53 | 1751.53 | 3167.69 | 3308.1 | 2899.21 | 3308.1 | 3308.1 | 3308.1 | 3308.1 | 3308.1 | 4748.02 | 3308.1 | 4431.4 | 3308.1 | 12115.12 | 12115.12 | 12115.12 | 12115.12 | 12699.56 | 2771.36 | 2563.6 | 2537.71 | 4628.91 | 4409.11 | 4363.94 | 6150.04 | 7582.75 | 9181.19 | 10188.02 | 3876.05 | 3675.24 | 7132.85 | 4648.36 | 5429.87 | 5798.61 | 6064.13 | 5263.46 | 5323.06 | 5628 | 7622.31 | 7622.31 | 7622.31 | 18799.36 | 18799.36 | 18247.57 | 18524.74 | 19213.59 | 18260.92 | 17984.09 | 18792.81 | 17985.31 | 21712.55 | 21712.55 | 21231.11 | 21472.94 | 22189.98 | 21157.72 | 21118.97 | 21823.44 | 20915.66 | 20883.54 | 24320.95
| 2049 | 2147.54 | 2147.54 | 2147.54 | 2147.54 | 2147.54 | 2147.54 | 2147.54 | 2147.54 | 1775.24 | 2147.54 | 1744.18 | 1744.18 | 3174 | 3333.03 | 2917.52 | 3333.03 | 3333.03 | 3333.03 | 3333.03 | 3333.03 | 4801.75 | 3333.03 | 4481.42 | 3333.03 | 12229.36 | 12229.36 | 12229.36 | 12229.36 | 12883.13 | 2785.76 | 2574.23 | 2548.17 | 4646.83 | 4423.36 | 4377.93 | 6273.04 | 7639.03 | 9231.62 | 10243.68 | 3923.31 | 3720.14 | 7213.63 | 4703.49 | 5500.63 | 5876.75 | 6147.58 | 5330.89 | 5390.83 | 5701.88 | 7736.07 | 7736.07 | 7736.07 | 19103.12 | 19103.12 | 18540.29 | 18823 | 19525.92 | 18555.6 | 18271.83 | 19096.72 | 18274.34 | 22059.53 | 22059.53 | 21568.45 | 21815.12 | 22546.65 | 21495.5 | 21454.22 | 22172.78 | 21248.48 | 21217.52 | 24704.33
| 2050 | 2145.65 | 2145.65 | 2145.65 | 2145.65 | 2145.65 | 2145.65 | 2145.65 | 2145.65 | 1767.88 | 2145.65 | 1737.11 | 1737.11 | 3179.28 | 3358.3 | 2936.07 | 3358.3 | 3358.3 | 3358.3 | 3358.3 | 3358.3 | 4856.39 | 3358.3 | 4532.31 | 3358.3 | 12352.58 | 12352.58 | 12352.58 | 12352.58 | 13032.83 | 2800.16 | 2584.8 | 2558.59 | 4664.62 | 4437.43 | 4391.73 | 6398.5 | 7695.87 | 9282.55 | 10299.99 | 3968.06 | 3762.34 | 7290.15 | 4759.61 | 5572.7 | 5956.33 | 6232.58 | 5399.56 | 5459.85 | 5777.11 | 7851.99 | 7851.99 | 7851.99 | 19411.87 | 19411.87 | 18837.79 | 19126.16 | 19843.42 | 18855.13 | 18564.25 | 19405.63 | 18568.1 | 22412.14 | 22412.14 | 21911.24 | 22162.85 | 22909.16 | 21838.77 | 21794.88 | 22527.81 | 21586.68 | 21556.93 | 25093.83
| 2051 | 2140.07 | 2140.07 | 2140.07 | 2140.07 | 2140.07 | 2140.07 | 2140.07 | 2140.07 | 1756.76 | 2140.07 | 1726.37 | 1726.37 | 3183.51 | 3381.86 | 2952.8 | 3381.86 | 3381.86 | 3381.86 | 3381.86 | 3381.86 | 4909.91 | 3381.86 | 4582.1 | 3381.86 | 12453.72 | 12453.72 | 12453.72 | 12453.72 | 13216.12 | 2812.89 | 2593.63 | 2567.27 | 4679.17 | 4448.19 | 4402.27 | 6526.47 | 7749.15 | 9327.36 | 10349.26 | 4015.35 | 3805.97 | 7368.74 | 4814.75 | 5644.1 | 6035.41 | 6317.18 | 5467.5 | 5528.1 | 5851.71 | 7968.08 | 7968.08 | 7968.08 | 19724.58 | 19724.58 | 19139.02 | 19433.15 | 20165.05 | 19158.48 | 18860.3 | 19718.51 | 18865.55 | 22769.12 | 22769.12 | 22258.21 | 22514.85 | 23276.24 | 22186.29 | 22139.67 | 22887.26 | 21929.02 | 21900.56 | 25487.96
| 2052 | 2133.42 | 2133.42 | 2133.42 | 2133.42 | 2133.42 | 2133.42 | 2133.42 | 2133.42 | 1744.49 | 2133.42 | 1714.51 | 1714.51 | 3186.64 | 3405.03 | 2969.03 | 3405.03 | 3405.03 | 3405.03 | 3405.03 | 3405.03 | 4963.64 | 3405.03 | 4632.07 | 3405.03 | 12553.96 | 12553.96 | 12553.96 | 12553.96 | 13401.54 | 2825.01 | 2601.77 | 2575.28 | 4692.43 | 4457.61 | 4411.47 | 6657 | 7801.49 | 9370.25 | 10396.39 | 4062.94 | 3849.85 | 7447.56 | 4870.19 | 5716.13 | 6115.27 | 6402.67 | 5536 | 5596.89 | 5926.97 | 8085.67 | 8085.67 | 8085.67 | 20042.04 | 20042.04 | 19444.77 | 19744.78 | 20491.62 | 19466.43 | 19160.77 | 20036.15 | 19167.48 | 23131.42 | 23131.42 | 22610.28 | 22872.06 | 23648.84 | 22538.96 | 22489.54 | 23252.08 | 22276.42 | 22249.31 | 25887.81
| 2053 | 2125.65 | 2125.65 | 2125.65 | 2125.65 | 2125.65 | 2125.65 | 2125.65 | 2125.65 | 1731.03 | 2125.65 | 1701.48 | 1701.48 | 3188.62 | 3427.76 | 2984.73 | 3427.76 | 3427.76 | 3427.76 | 3427.76 | 3427.76 | 5017.55 | 3427.76 | 4682.21 | 3427.76 | 12653.23 | 12653.23 | 12653.23 | 12653.23 | 13589.08 | 2836.49 | 2609.21 | 2582.59 | 4704.36 | 4465.63 | 4419.28 | 6790.14 | 7852.81 | 9411.13 | 10441.25 | 4110.83 | 3893.96 | 7526.58 | 4925.93 | 5788.79 | 6195.91 | 6489.06 | 5605.05 | 5666.22 | 6002.9 | 8204.78 | 8204.78 | 8204.78 | 20364.3 | 20364.3 | 19755.08 | 20061.1 | 20823.18 | 19779.02 | 19465.71 | 20358.6 | 19473.94 | 23499.1 | 23499.1 | 22967.54 | 23234.55 | 24027.03 | 22896.87 | 22844.55 | 23622.34 | 22628.94 | 22603.25 | 26293.46
| 2054 | 2116.71 | 2116.71 | 2116.71 | 2116.71 | 2116.71 | 2116.71 | 2116.71 | 2116.71 | 1716.33 | 2116.71 | 1687.24 | 1687.24 | 3189.4 | 3450.05 | 2999.86 | 3450.05 | 3450.05 | 3450.05 | 3450.05 | 3450.05 | 5071.63 | 3450.05 | 4732.5 | 3450.05 | 12751.45 | 12751.45 | 12751.45 | 12751.45 | 13778.77 | 2847.3 | 2615.9 | 2589.16 | 4714.89 | 4472.19 | 4425.64 | 6925.94 | 7903.07 | 9449.89 | 10483.75 | 4159.02 | 3938.29 | 7605.79 | 4981.95 | 5862.06 | 6277.32 | 6576.34 | 5674.65 | 5736.09 | 6079.51 | 8325.41 | 8325.41 | 8325.41 | 20691.44 | 20691.44 | 20070.04 | 20382.17 | 21159.8 | 20096.34 | 19775.19 | 20685.93 | 19784.99 | 23872.24 | 23872.24 | 23330.05 | 23602.39 | 24410.89 | 23260.08 | 23204.76 | 23998.1 | 22986.65 | 22962.44 | 26704.99
| 2055 | 2106.56 | 2106.56 | 2106.56 | 2106.56 | 2106.56 | 2106.56 | 2106.56 | 2106.56 | 1700.35 | 2106.56 | 1671.76 | 1671.76 | 3188.94 | 3471.85 | 3014.41 | 3471.85 | 3471.85 | 3471.85 | 3471.85 | 3471.85 | 5125.86 | 3471.85 | 4782.92 | 3471.85 | 12848.53 | 12848.53 | 12848.53 | 12848.53 | 13970.61 | 2857.41 | 2621.82 | 2594.95 | 4723.95 | 4477.23 | 4430.49 | 7064.46 | 7952.2 | 9486.44 | 10523.78 | 4207.48 | 3982.84 | 7685.15 | 5038.24 | 5935.95 | 6359.52 | 6664.51 | 5744.79 | 5806.48 | 6156.77 | 8447.6 | 8447.6 | 8447.6 | 21023.51 | 21023.51 | 20389.68 | 20708.06 | 21501.57 | 20418.44 | 20089.26 | 21018.22 | 20100.69 | 24250.9 | 24250.9 | 23697.86 | 23975.66 | 24800.49 | 23628.66 | 23570.24 | 24379.45 | 23349.62 | 23326.97 | 27122.45
| 2056 | 2095.16 | 2095.16 | 2095.16 | 2095.16 | 2095.16 | 2095.16 | 2095.16 | 2095.16 | 1683.04 | 2095.16 | 1654.98 | 1654.98 | 3187.18 | 3493.15 | 3028.34 | 3493.15 | 3493.15 | 3493.15 | 3493.15 | 3493.15 | 5180.24 | 3493.15 | 4833.47 | 3493.15 | 12944.4 | 12944.4 | 12944.4 | 12944.4 | 14164.6 | 2866.78 | 2626.92 | 2599.94 | 4731.5 | 4480.67 | 4433.75 | 7205.75 | 8000.13 | 9520.68 | 10561.21 | 4256.22 | 4027.59 | 7764.64 | 5094.78 | 6010.45 | 6442.49 | 6753.59 | 5815.47 | 5877.4 | 6234.69 | 8571.34 | 8571.34 | 8571.34 | 21360.6 | 21360.6 | 20714.09 | 21038.84 | 21848.53 | 20745.38 | 20407.98 | 21355.52 | 20421.11 | 24635.16 | 24635.16 | 24071.06 | 24354.41 | 25195.92 | 24002.68 | 23941.06 | 24766.45 | 23717.91 | 23696.88 | 27545.94
| 2057 | 2082.46 | 2082.46 | 2082.46 | 2082.46 | 2082.46 | 2082.46 | 2082.46 | 2082.46 | 1664.36 | 2082.46 | 1636.86 | 1636.86 | 3184.08 | 3513.91 | 3041.62 | 3513.91 | 3513.91 | 3513.91 | 3513.91 | 3513.91 | 5234.74 | 3513.91 | 4884.13 | 3513.91 | 13038.96 | 13038.96 | 13038.96 | 13038.96 | 14360.78 | 2875.38 | 2631.18 | 2604.1 | 4737.45 | 4482.46 | 4435.38 | 7349.86 | 8046.8 | 9552.48 | 10595.94 | 4305.23 | 4072.54 | 7844.24 | 5151.58 | 6085.56 | 6526.24 | 6843.56 | 5886.68 | 5948.83 | 6313.27 | 8696.65 | 8696.65 | 8696.65 | 21702.75 | 21702.75 | 21043.32 | 21374.56 | 22200.78 | 21077.23 | 20731.41 | 21697.9 | 20746.31 | 25025.08 | 25025.08 | 24449.71 | 24738.72 | 25597.24 | 24382.21 | 24317.28 | 25159.18 | 24091.59 | 24072.27 | 27975.51
| 2058 | 2068.42 | 2068.42 | 2068.42 | 2068.42 | 2068.42 | 2068.42 | 2068.42 | 2068.42 | 1644.26 | 2068.42 | 1617.35 | 1617.35 | 3179.58 | 3534.1 | 3054.22 | 3534.1 | 3534.1 | 3534.1 | 3534.1 | 3534.1 | 5289.35 | 3534.1 | 4934.89 | 3534.1 | 13132.13 | 13132.13 | 13132.13 | 13132.13 | 14559.13 | 2883.18 | 2634.56 | 2607.38 | 4741.75 | 4482.54 | 4435.3 | 7496.86 | 8092.13 | 9581.75 | 10627.82 | 4354.49 | 4117.68 | 7923.92 | 5208.6 | 6161.27 | 6610.76 | 6934.42 | 5958.41 | 6020.77 | 6392.49 | 8823.54 | 8823.54 | 8823.54 | 22050.05 | 22050.05 | 21377.43 | 21715.29 | 22558.38 | 21414.06 | 21059.62 | 22045.44 | 21076.34 | 25420.76 | 25420.76 | 24833.87 | 25128.67 | 26004.53 | 24767.31 | 24698.97 | 25557.72 | 24470.74 | 24453.19 | 28411.25
| 2059 | 2052.98 | 2052.98 | 2052.98 | 2052.98 | 2052.98 | 2052.98 | 2052.98 | 2052.98 | 1622.69 | 2052.98 | 1596.41 | 1596.41 | 3173.63 | 3553.7 | 3066.11 | 3553.7 | 3553.7 | 3553.7 | 3553.7 | 3553.7 | 5344.05 | 3553.7 | 4985.71 | 3553.7 | 13223.81 | 13223.81 | 13223.81 | 13223.81 | 14759.67 | 2890.15 | 2637.03 | 2609.75 | 4744.33 | 4480.82 | 4433.44 | 7646.8 | 8136.06 | 9608.37 | 10656.74 | 4404 | 4163 | 8003.65 | 5265.85 | 6237.57 | 6696.05 | 7026.19 | 6030.65 | 6093.2 | 6472.36 | 8952.03 | 8952.03 | 8952.03 | 22402.56 | 22402.56 | 21716.48 | 22061.11 | 22921.4 | 21755.93 | 21392.67 | 22398.21 | 21411.27 | 25822.24 | 25822.24 | 25223.62 | 25524.32 | 26417.88 | 25158.07 | 25086.21 | 25962.13 | 24855.41 | 24839.72 | 28853.23
| 2060 | 2036.1 | 2036.1 | 2036.1 | 2036.1 | 2036.1 | 2036.1 | 2036.1 | 2036.1 | 1599.6 | 2036.1 | 1573.98 | 1573.98 | 3166.16 | 3572.66 | 3077.25 | 3572.66 | 3572.66 | 3572.66 | 3572.66 | 3572.66 | 5398.82 | 3572.66 | 5036.6 | 3572.66 | 13313.9 | 13313.9 | 13313.9 | 13313.9 | 14962.41 | 2896.23 | 2638.53 | 2611.17 | 4745.11 | 4477.24 | 4429.73 | 7799.73 | 8178.51 | 9632.23 | 10682.57 | 4453.76 | 4208.48 | 8083.39 | 5323.3 | 6314.46 | 6782.11 | 7118.85 | 6103.4 | 6166.13 | 6552.87 | 9082.13 | 9082.13 | 9082.13 | 22760.35 | 22760.35 | 22060.55 | 22412.07 | 23289.92 | 22102.9 | 21730.61 | 22756.26 | 21751.18 | 26229.62 | 26229.62 | 25619.03 | 25925.74 | 26837.36 | 25554.55 | 25479.06 | 26372.49 | 25245.68 | 25231.93 | 29301.52
17 | Levelized Fixed Cost w/ PTC, $/kW-yr
| 2023 | 81.48 | 79.26 | 84.2 | 84.07 | 77.11 | 81.81 | 84.75 | 76.65 | 70.62 | 81.59 | 64.81 | 64.81 | 131.55 | 113.92 | 93.85 | 102.73 | 107.99 | 102.73 | 112.39 | 113.92 | 172.65 | 107.99 | 158.5 | 102.73 | 863.9 | 863.9 | 863.9 | 863.9 | 598.19 | 135.6 | 132.04 | 127.9 | 231.61 | 231.52 | 224.16 | 140.96 | 356.61 | 452.99 | 521.77 | 164.13 | 153.29 | 301.79 | 154.08 | 187.08 | 202.64 | 213.85 | 180.05 | 183.48 | 196.52 | 281.85 | 281.85 | 281.85 | 691.6 | 691.6 | 664 | 677.86 | 668.75 | 638.07 | 608.49 | 648.12 | 634.65 | 999.5 | 999.5 | 971.89 | 985.76 | 955.11 | 918.37 | 894.86 | 934.49 | 922.46 | 918.83 | 1181.12
| 2024 | 89.62 | 87.16 | 92.64 | 92.5 | 84.78 | 89.99 | 93.25 | 84.26 | 76.89 | 89.74 | 70.86 | 70.86 | 146.69 | 128.55 | 105.22 | 116.07 | 121.93 | 116.07 | 126.85 | 128.55 | 187.1 | 121.93 | 170.02 | 116.07 | 970.12 | 970.12 | 970.12 | 970.12 | 646.46 | 145.35 | 140.66 | 136.52 | 247.36 | 245.99 | 238.62 | 162.51 | 390.7 | 495.24 | 568.41 | 182.45 | 170.57 | 335.75 | 163.35 | 196.34 | 211.91 | 223.11 | 189.31 | 192.76 | 205.81 | 291.13 | 291.13 | 291.13 | 753.75 | 753.75 | 726.14 | 740.01 | 735.52 | 700.27 | 675.27 | 714.9 | 696.49 | 1069.3 | 1069.3 | 1041.69 | 1055.56 | 1033.58 | 991.09 | 973.32 | 1012.95 | 993.8 | 989.43 | 1245.97
| 2025 | 120.64 | 118.17 | 123.68 | 123.54 | 115.77 | 121.02 | 124.3 | 115.25 | 107 | 120.76 | 100.76 | 100.76 | 148.1 | 149.29 | 124.73 | 136.77 | 142.65 | 136.77 | 147.58 | 149.29 | 207.84 | 142.65 | 189.6 | 136.77 | 1060.09 | 1060.09 | 1060.09 | 1060.09 | 465.98 | 215.53 | 214.02 | 207.05 | 373.04 | 377.65 | 365.16 | 169.61 | 400.86 | 507 | 579.88 | 184.34 | 172.62 | 339.71 | 182.65 | 215.64 | 231.21 | 242.42 | 208.62 | 211.97 | 225.02 | 310.34 | 310.34 | 310.34 | 762.51 | 762.51 | 734.91 | 748.77 | 749.57 | 712.64 | 689.32 | 728.95 | 707.59 | 1072.73 | 1072.73 | 1045.12 | 1058.99 | 1047.21 | 1002.05 | 986.95 | 1026.58 | 1002.2 | 998.69 | 1236.02
| 2026 | 120.19 | 117.69 | 123.24 | 123.1 | 115.28 | 120.57 | 123.87 | 114.76 | 105.66 | 120.31 | 99.86 | 99.86 | 149.42 | 151.19 | 125.64 | 138.53 | 144.47 | 138.53 | 149.46 | 151.19 | 209.72 | 144.47 | 190.9 | 138.53 | 1102.49 | 1102.49 | 1102.49 | 1102.49 | 476.86 | 218 | 215.06 | 208.68 | 376.76 | 379.04 | 367.6 | 176.6 | 411.03 | 518.66 | 591.16 | 185.92 | 174.47 | 343.21 | 183.67 | 216.66 | 232.23 | 243.44 | 209.64 | 212.68 | 225.73 | 311.06 | 311.06 | 311.06 | 770.44 | 770.44 | 742.84 | 756.7 | 762.88 | 724.24 | 702.62 | 742.26 | 717.9 | 1074.11 | 1074.11 | 1046.5 | 1060.37 | 1058.65 | 1010.88 | 998.39 | 1038.03 | 1008.5 | 1005.88 | 1229.36
| 2027 | 117.83 | 115.31 | 120.91 | 120.77 | 112.88 | 118.21 | 121.54 | 112.35 | 102.54 | 117.95 | 97.19 | 97.19 | 148.39 | 151.81 | 125.32 | 138.99 | 145.01 | 138.99 | 150.06 | 151.81 | 210.32 | 145.01 | 190.99 | 138.99 | 1132.36 | 1132.36 | 1132.36 | 1132.36 | 484.28 | 217.73 | 213.45 | 207.7 | 375.69 | 375.74 | 365.42 | 181.14 | 416.7 | 524.57 | 596.15 | 185.94 | 174.61 | 343.48 | 183.48 | 216.47 | 232.04 | 243.25 | 209.44 | 212.16 | 225.2 | 310.53 | 310.53 | 310.53 | 770 | 770 | 742.39 | 756.26 | 767.67 | 727.62 | 707.41 | 747.05 | 719.99 | 1064.94 | 1064.94 | 1037.33 | 1051.2 | 1059.11 | 1009.13 | 998.85 | 1038.49 | 1004.3 | 1002.76 | 1212.95
| 2028 | 113.42 | 110.88 | 116.53 | 116.39 | 108.43 | 113.81 | 117.17 | 107.9 | 98.18 | 113.55 | 92.93 | 92.93 | 144.92 | 150.76 | 123.93 | 137.77 | 143.87 | 137.77 | 148.99 | 150.76 | 209.25 | 143.87 | 189.71 | 137.77 | 1134.65 | 1134.65 | 1134.65 | 1134.65 | 484.05 | 214.1 | 209.77 | 204.07 | 368.76 | 368.77 | 358.55 | 181.7 | 412.59 | 518.13 | 587.77 | 185.88 | 174.89 | 343.97 | 181.94 | 214.93 | 230.5 | 241.71 | 207.9 | 210.54 | 223.59 | 308.92 | 308.92 | 308.92 | 761.54 | 761.54 | 733.93 | 747.8 | 759.26 | 719.34 | 699 | 738.63 | 711.7 | 1042.36 | 1042.36 | 1014.75 | 1028.62 | 1036.93 | 987.4 | 976.68 | 1016.31 | 982.42 | 981.38 | 1171.63
| 2029 | 109.15 | 106.58 | 112.3 | 112.16 | 104.1 | 109.54 | 112.94 | 103.56 | 93.94 | 109.28 | 88.79 | 88.79 | 141.48 | 149.8 | 122.59 | 136.59 | 142.8 | 136.59 | 148 | 149.8 | 208.25 | 142.8 | 188.47 | 136.59 | 1137.08 | 1137.08 | 1137.08 | 1137.08 | 484.33 | 210.54 | 206.16 | 200.52 | 361.97 | 361.94 | 351.81 | 182.28 | 408.5 | 511.72 | 579.48 | 185.98 | 175.1 | 344.34 | 180.4 | 213.39 | 228.96 | 240.17 | 206.37 | 208.94 | 221.98 | 307.31 | 307.31 | 307.31 | 753.85 | 753.85 | 726.24 | 740.11 | 751.64 | 711.81 | 691.38 | 731.02 | 704.17 | 1021.86 | 1021.86 | 994.26 | 1008.12 | 1016.84 | 967.68 | 956.59 | 996.22 | 962.57 | 961.99 | 1135.62
| 2030 | 139.03 | 139.03 | 139.03 | 139.03 | 139.03 | 139.03 | 139.03 | 139.03 | 123.69 | 139.03 | 119.84 | 119.84 | 192.67 | 174.16 | 159.44 | 174.16 | 174.16 | 174.16 | 174.16 | 174.16 | 234.42 | 174.16 | 220.79 | 174.16 | 1377.01 | 1377.01 | 1377.01 | 1377.01 | 482.81 | 135.54 | 128.25 | 125.24 | 226.66 | 221.39 | 215.99 | 181.95 | 403.79 | 504.52 | 569.99 | 184.22 | 173.72 | 341.34 | 229.59 | 262.58 | 278.15 | 289.36 | 255.56 | 262.33 | 275.38 | 360.7 | 360.7 | 360.7 | 743.11 | 743.11 | 715.5 | 729.37 | 740.95 | 701.56 | 680.7 | 720.33 | 693.81 | 997.48 | 997.48 | 969.88 | 983.74 | 992.9 | 944.48 | 932.65 | 972.28 | 939.11 | 939.09 | 1097.4
| 2031 | 135.09 | 135.09 | 135.09 | 135.09 | 135.09 | 135.09 | 135.09 | 135.09 | 120.02 | 135.09 | 116.28 | 116.28 | 186.92 | 171.88 | 157.17 | 171.88 | 171.88 | 171.88 | 171.88 | 171.88 | 232.13 | 171.88 | 218.61 | 171.88 | 1192.1 | 1192.1 | 1192.1 | 1192.1 | 480.99 | 133.68 | 126.35 | 123.38 | 223.26 | 217.91 | 212.61 | 181.95 | 398.92 | 497.47 | 562.04 | 182.58 | 172.44 | 338.65 | 227.45 | 260.44 | 276.01 | 287.21 | 253.41 | 260.1 | 273.15 | 358.47 | 358.47 | 358.47 | 734.42 | 734.42 | 706.82 | 720.68 | 732.23 | 693.25 | 671.98 | 711.61 | 685.42 | 978.22 | 978.22 | 950.61 | 964.48 | 973.85 | 926.12 | 913.59 | 953.22 | 920.55 | 920.95 | 1066.68
| 2032 | 131.26 | 131.26 | 131.26 | 131.26 | 131.26 | 131.26 | 131.26 | 131.26 | 116.45 | 131.26 | 112.82 | 112.82 | 181.17 | 169.63 | 154.93 | 169.63 | 169.63 | 169.63 | 169.63 | 169.63 | 229.89 | 169.63 | 216.47 | 169.63 | 1056.69 | 1056.69 | 1056.69 | 1056.69 | 479.3 | 131.84 | 124.47 | 121.55 | 219.9 | 214.49 | 209.26 | 181.95 | 394.11 | 490.52 | 554.22 | 181.07 | 171.28 | 336.14 | 225.34 | 258.33 | 273.9 | 285.11 | 251.31 | 257.92 | 270.96 | 356.29 | 356.29 | 356.29 | 726.12 | 726.12 | 698.52 | 712.38 | 723.88 | 685.3 | 663.62 | 703.26 | 677.4 | 960.06 | 960.06 | 932.45 | 946.32 | 955.85 | 908.8 | 895.6 | 935.23 | 903.06 | 903.85 | 1038.39
| 2033 | 127.52 | 127.52 | 127.52 | 127.52 | 127.52 | 127.52 | 127.52 | 127.52 | 112.98 | 127.52 | 109.46 | 109.46 | 175.42 | 167.43 | 152.74 | 167.43 | 167.43 | 167.43 | 167.43 | 167.43 | 227.68 | 167.43 | 214.37 | 167.43 | 1010.52 | 1010.52 | 1010.52 | 1010.52 | 477.88 | 130.03 | 122.62 | 119.75 | 216.59 | 211.1 | 205.97 | 181.95 | 389.38 | 483.69 | 546.52 | 179.43 | 170 | 333.45 | 223.27 | 256.26 | 271.83 | 283.04 | 249.24 | 255.77 | 268.82 | 354.14 | 354.14 | 354.14 | 718.16 | 718.16 | 690.56 | 704.42 | 715.85 | 677.68 | 655.59 | 695.23 | 669.71 | 942.87 | 942.87 | 915.27 | 929.13 | 938.79 | 892.4 | 878.54 | 918.17 | 886.49 | 887.66 | 1012.12
| 2034 | 123.88 | 123.88 | 123.88 | 123.88 | 123.88 | 123.88 | 123.88 | 123.88 | 109.6 | 123.88 | 106.18 | 106.18 | 169.68 | 165.26 | 150.58 | 165.26 | 165.26 | 165.26 | 165.26 | 165.26 | 225.51 | 165.26 | 212.3 | 165.26 | 975.67 | 975.67 | 975.67 | 975.67 | 476.4 | 128.24 | 120.79 | 117.97 | 213.32 | 207.76 | 202.71 | 181.95 | 384.71 | 476.96 | 538.96 | 177.9 | 168.84 | 330.95 | 221.24 | 254.23 | 269.8 | 281 | 247.2 | 253.66 | 266.71 | 352.03 | 352.03 | 352.03 | 710.51 | 710.51 | 682.9 | 696.77 | 708.11 | 670.34 | 647.86 | 687.49 | 662.3 | 926.54 | 926.54 | 898.93 | 912.8 | 922.54 | 876.81 | 862.29 | 901.92 | 870.74 | 872.26 | 987.55
| 2035 | 120.33 | 120.33 | 120.33 | 120.33 | 120.33 | 120.33 | 120.33 | 120.33 | 106.32 | 120.33 | 103 | 103 | 163.93 | 163.13 | 148.46 | 163.13 | 163.13 | 163.13 | 163.13 | 163.13 | 223.38 | 163.13 | 210.27 | 163.13 | 947.87 | 947.87 | 947.87 | 947.87 | 474.96 | 126.47 | 118.99 | 116.21 | 210.09 | 204.47 | 199.5 | 181.95 | 380.1 | 470.34 | 531.52 | 176.39 | 167.57 | 328.26 | 219.24 | 252.23 | 267.8 | 279.01 | 245.21 | 251.59 | 264.64 | 349.96 | 349.96 | 349.96 | 703.13 | 703.13 | 675.53 | 689.39 | 700.64 | 663.26 | 640.38 | 680.01 | 655.17 | 910.96 | 910.96 | 883.36 | 897.23 | 907.02 | 861.93 | 846.76 | 886.4 | 855.72 | 857.57 | 964.42
| 2036 | 117.59 | 117.59 | 117.59 | 117.59 | 117.59 | 117.59 | 117.59 | 117.59 | 103.59 | 117.59 | 100.37 | 100.37 | 161.57 | 161.03 | 146.38 | 161.03 | 161.03 | 161.03 | 161.03 | 161.03 | 221.29 | 161.03 | 208.28 | 161.03 | 886.43 | 886.43 | 886.43 | 886.43 | 473.31 | 124.73 | 117.21 | 114.47 | 206.9 | 201.22 | 196.32 | 181.95 | 375.56 | 463.83 | 524.2 | 175.05 | 166.41 | 325.75 | 217.28 | 250.27 | 265.84 | 277.05 | 243.25 | 249.56 | 262.6 | 347.93 | 347.93 | 347.93 | 700.77 | 700.77 | 673.17 | 687.04 | 698.39 | 661.04 | 638.13 | 677.76 | 652.91 | 907.73 | 907.73 | 880.12 | 893.99 | 903.92 | 858.87 | 843.66 | 883.3 | 852.62 | 854.55 | 960.76
| 2037 | 114.93 | 114.93 | 114.93 | 114.93 | 114.93 | 114.93 | 114.93 | 114.93 | 100.95 | 114.93 | 97.82 | 97.82 | 159.22 | 158.97 | 144.34 | 158.97 | 158.97 | 158.97 | 158.97 | 158.97 | 219.23 | 158.97 | 206.32 | 158.97 | 845.42 | 845.42 | 845.42 | 845.42 | 509.6 | 131.34 | 123.55 | 120.86 | 218.75 | 212.54 | 207.76 | 201.14 | 405.66 | 500.48 | 563.11 | 173.83 | 165.14 | 323.09 | 215.35 | 248.34 | 263.91 | 275.12 | 241.32 | 247.56 | 260.61 | 345.93 | 345.93 | 345.93 | 753.99 | 753.99 | 726.38 | 740.25 | 752.79 | 714.04 | 692.54 | 732.17 | 705.65 | 981.35 | 981.35 | 953.74 | 967.61 | 979.2 | 932.21 | 918.94 | 958.57 | 925.59 | 926.18 | 1049.79
| 2038 | 112.35 | 112.35 | 112.35 | 112.35 | 112.35 | 112.35 | 112.35 | 112.35 | 98.39 | 112.35 | 95.35 | 95.35 | 156.86 | 156.95 | 142.33 | 156.95 | 156.95 | 156.95 | 156.95 | 156.95 | 217.2 | 156.95 | 204.4 | 156.95 | 815.02 | 815.02 | 815.02 | 815.02 | 549.32 | 138.5 | 130.52 | 127.83 | 231.6 | 224.99 | 220.25 | 222.74 | 439.6 | 541.77 | 606.92 | 172.6 | 163.98 | 320.58 | 213.46 | 246.45 | 262.02 | 273.23 | 239.43 | 245.6 | 258.64 | 343.97 | 343.97 | 343.97 | 814.14 | 814.14 | 786.53 | 800.4 | 813.81 | 773.61 | 753.56 | 793.19 | 765.04 | 1065.27 | 1065.27 | 1037.66 | 1051.53 | 1064.6 | 1015.53 | 1004.34 | 1043.97 | 1008.58 | 1007.6 | 1150.8
| 2039 | 109.85 | 109.85 | 109.85 | 109.85 | 109.85 | 109.85 | 109.85 | 109.85 | 95.91 | 109.85 | 92.95 | 92.95 | 154.51 | 154.95 | 140.36 | 154.95 | 154.95 | 154.95 | 154.95 | 154.95 | 215.21 | 154.95 | 202.51 | 154.95 | 791.05 | 791.05 | 791.05 | 791.05 | 646.24 | 158.52 | 150.59 | 147.62 | 267.68 | 260.95 | 255.78 | 277.33 | 536.11 | 660.55 | 733.52 | 171.36 | 162.82 | 318.08 | 211.6 | 244.59 | 260.16 | 271.37 | 237.57 | 243.67 | 256.71 | 342.04 | 342.04 | 342.04 | 973.25 | 973.25 | 945.65 | 959.51 | 973.53 | 930 | 913.27 | 952.9 | 921.35 | 1290.29 | 1290.29 | 1262.68 | 1276.55 | 1292.77 | 1238.45 | 1232.51 | 1272.15 | 1230.8 | 1225.54 | 1420.76
| 2040 | 107.43 | 107.43 | 107.43 | 107.43 | 107.43 | 107.43 | 107.43 | 107.43 | 93.51 | 107.43 | 90.63 | 90.63 | 152.16 | 153 | 138.42 | 153 | 153 | 153 | 153 | 153 | 213.25 | 153 | 200.65 | 153 | 771.38 | 771.38 | 771.38 | 771.38 | 643.24 | 156.23 | 148.28 | 145.36 | 263.52 | 256.75 | 251.66 | 277.33 | 529.42 | 651.03 | 722.86 | 170.14 | 161.55 | 315.39 | 209.77 | 242.76 | 258.33 | 269.54 | 235.74 | 241.77 | 254.82 | 340.14 | 340.14 | 340.14 | 969.55 | 969.55 | 941.94 | 955.81 | 969.91 | 926.44 | 909.65 | 949.29 | 917.77 | 1285.16 | 1285.16 | 1257.55 | 1271.42 | 1287.74 | 1233.5 | 1227.49 | 1267.12 | 1225.83 | 1220.68 | 1414.82
| 2041 | 105.07 | 105.07 | 105.07 | 105.07 | 105.07 | 105.07 | 105.07 | 105.07 | 91.18 | 105.07 | 88.38 | 88.38 | 149.8 | 151.07 | 136.51 | 151.07 | 151.07 | 151.07 | 151.07 | 151.07 | 211.32 | 151.07 | 198.82 | 151.07 | 754.76 | 754.76 | 754.76 | 754.76 | 640.56 | 153.98 | 146.01 | 143.13 | 259.43 | 252.62 | 247.61 | 277.33 | 522.81 | 641.65 | 712.37 | 168.8 | 160.39 | 312.88 | 207.97 | 240.97 | 256.53 | 267.74 | 233.94 | 239.91 | 252.96 | 338.28 | 338.28 | 338.28 | 965.86 | 965.86 | 938.25 | 952.12 | 966.31 | 922.9 | 906.06 | 945.69 | 914.2 | 1280.05 | 1280.05 | 1252.45 | 1266.31 | 1282.74 | 1228.59 | 1222.48 | 1262.12 | 1220.88 | 1215.85 | 1408.9
| 2042 | 102.78 | 102.78 | 102.78 | 102.78 | 102.78 | 102.78 | 102.78 | 102.78 | 88.92 | 102.78 | 86.2 | 86.2 | 147.45 | 149.17 | 134.64 | 149.17 | 149.17 | 149.17 | 149.17 | 149.17 | 209.43 | 149.17 | 197.02 | 149.17 | 740.43 | 740.43 | 740.43 | 740.43 | 637.39 | 151.77 | 143.77 | 140.93 | 255.39 | 248.54 | 243.61 | 277.33 | 516.3 | 632.43 | 702.06 | 167.57 | 159.11 | 310.19 | 206.21 | 239.2 | 254.77 | 265.98 | 232.18 | 238.08 | 251.13 | 336.45 | 336.45 | 336.45 | 962.19 | 962.19 | 934.58 | 948.45 | 962.73 | 919.38 | 902.47 | 942.11 | 910.65 | 1274.97 | 1274.97 | 1247.36 | 1261.23 | 1277.76 | 1223.69 | 1217.51 | 1257.14 | 1215.95 | 1211.03 | 1403.01
| 2043 | 100.57 | 100.57 | 100.57 | 100.57 | 100.57 | 100.57 | 100.57 | 100.57 | 86.72 | 100.57 | 84.08 | 84.08 | 145.09 | 147.31 | 132.79 | 147.31 | 147.31 | 147.31 | 147.31 | 147.31 | 207.57 | 147.31 | 195.26 | 147.31 | 727.85 | 727.85 | 727.85 | 727.85 | 634.59 | 149.58 | 141.56 | 138.76 | 251.41 | 244.53 | 239.67 | 277.33 | 509.88 | 623.35 | 691.92 | 166.35 | 157.95 | 307.69 | 204.47 | 237.47 | 253.03 | 264.24 | 230.44 | 236.28 | 249.33 | 334.65 | 334.65 | 334.65 | 958.54 | 958.54 | 930.93 | 944.8 | 959.17 | 915.87 | 898.91 | 938.55 | 907.12 | 1269.91 | 1269.91 | 1242.31 | 1256.17 | 1272.81 | 1218.82 | 1212.55 | 1252.19 | 1211.05 | 1206.24 | 1397.16
| 2044 | 98.41 | 98.41 | 98.41 | 98.41 | 98.41 | 98.41 | 98.41 | 98.41 | 84.6 | 98.41 | 82.03 | 82.03 | 142.74 | 145.48 | 130.98 | 145.48 | 145.48 | 145.48 | 145.48 | 145.48 | 205.73 | 145.48 | 193.52 | 145.48 | 716.68 | 716.68 | 716.68 | 716.68 | 631.56 | 147.42 | 139.38 | 136.63 | 247.48 | 240.56 | 235.78 | 277.33 | 503.55 | 614.41 | 681.95 | 165.12 | 156.67 | 305 | 202.77 | 235.76 | 251.33 | 262.54 | 228.74 | 234.52 | 247.56 | 332.89 | 332.89 | 332.89 | 954.91 | 954.91 | 927.3 | 941.17 | 955.62 | 912.38 | 895.37 | 935 | 903.6 | 1264.88 | 1264.88 | 1237.28 | 1251.14 | 1267.88 | 1213.97 | 1207.63 | 1247.26 | 1206.17 | 1201.48 | 1391.33
| 2045 | 96.32 | 96.32 | 96.32 | 96.32 | 96.32 | 96.32 | 96.32 | 96.32 | 82.54 | 96.32 | 80.03 | 80.03 | 140.39 | 143.67 | 129.2 | 143.67 | 143.67 | 143.67 | 143.67 | 143.67 | 203.93 | 143.67 | 191.81 | 143.67 | 706.64 | 706.64 | 706.64 | 706.64 | 628.33 | 145.29 | 137.23 | 134.52 | 243.6 | 236.65 | 231.94 | 277.33 | 497.3 | 605.62 | 672.14 | 163.78 | 155.53 | 302.52 | 201.09 | 234.09 | 249.65 | 260.86 | 227.06 | 232.78 | 245.83 | 331.15 | 331.15 | 331.15 | 951.29 | 951.29 | 923.69 | 937.55 | 952.1 | 908.91 | 891.84 | 931.47 | 900.1 | 1259.88 | 1259.88 | 1232.27 | 1246.14 | 1262.98 | 1209.15 | 1202.72 | 1242.36 | 1201.32 | 1196.74 | 1385.53
| 2046 | 94.28 | 94.28 | 94.28 | 94.28 | 94.28 | 94.28 | 94.28 | 94.28 | 80.54 | 94.28 | 78.1 | 78.1 | 138.03 | 141.9 | 127.45 | 141.9 | 141.9 | 141.9 | 141.9 | 141.9 | 202.15 | 141.9 | 190.14 | 141.9 | 697.54 | 697.54 | 697.54 | 697.54 | 625.17 | 143.19 | 135.11 | 132.44 | 239.78 | 232.8 | 228.16 | 277.33 | 491.14 | 596.97 | 662.49 | 162.56 | 154.25 | 299.83 | 199.45 | 232.44 | 248 | 259.21 | 225.41 | 231.07 | 244.12 | 329.44 | 329.44 | 329.44 | 947.7 | 947.7 | 920.09 | 933.96 | 948.59 | 905.46 | 888.33 | 927.97 | 896.62 | 1254.9 | 1254.9 | 1227.29 | 1241.16 | 1258.1 | 1204.35 | 1197.84 | 1237.48 | 1196.49 | 1192.02 | 1379.76
| 2047 | 92.31 | 92.31 | 92.31 | 92.31 | 92.31 | 92.31 | 92.31 | 92.31 | 78.6 | 92.31 | 76.23 | 76.23 | 135.68 | 140.15 | 125.73 | 140.15 | 140.15 | 140.15 | 140.15 | 140.15 | 200.41 | 140.15 | 188.49 | 140.15 | 689.23 | 689.23 | 689.23 | 689.23 | 622.17 | 141.11 | 133.02 | 130.39 | 236 | 228.99 | 224.42 | 277.33 | 485.07 | 588.45 | 653.01 | 161.33 | 153.09 | 297.32 | 197.83 | 230.82 | 246.38 | 257.59 | 223.79 | 229.39 | 242.44 | 327.76 | 327.76 | 327.76 | 944.12 | 944.12 | 916.51 | 930.38 | 945.1 | 902.02 | 884.84 | 924.47 | 893.16 | 1249.94 | 1249.94 | 1222.33 | 1236.2 | 1253.25 | 1199.58 | 1192.99 | 1232.62 | 1191.68 | 1187.33 | 1374.02
| 2048 | 90.39 | 90.39 | 90.39 | 90.39 | 90.39 | 90.39 | 90.39 | 90.39 | 76.71 | 90.39 | 74.41 | 74.41 | 133.32 | 138.43 | 124.04 | 138.43 | 138.43 | 138.43 | 138.43 | 138.43 | 198.69 | 138.43 | 186.86 | 138.43 | 681.59 | 681.59 | 681.59 | 681.59 | 618.99 | 139.07 | 130.96 | 128.36 | 232.28 | 225.24 | 220.74 | 277.33 | 479.08 | 580.07 | 643.68 | 160.11 | 151.81 | 294.63 | 196.23 | 229.23 | 244.79 | 256 | 222.2 | 227.74 | 240.79 | 326.11 | 326.11 | 326.11 | 940.56 | 940.56 | 912.95 | 926.82 | 941.62 | 898.6 | 881.37 | 921 | 889.72 | 1245.01 | 1245.01 | 1217.4 | 1231.27 | 1248.42 | 1194.83 | 1188.16 | 1227.79 | 1186.9 | 1182.66 | 1368.31
| 2049 | 88.52 | 88.52 | 88.52 | 88.52 | 88.52 | 88.52 | 88.52 | 88.52 | 74.89 | 88.52 | 72.64 | 72.64 | 130.97 | 136.74 | 122.38 | 136.74 | 136.74 | 136.74 | 136.74 | 136.74 | 197 | 136.74 | 185.27 | 136.74 | 674.52 | 674.52 | 674.52 | 674.52 | 615.62 | 137.05 | 128.93 | 126.37 | 228.61 | 221.54 | 217.1 | 277.33 | 473.17 | 571.82 | 634.5 | 158.88 | 150.65 | 292.13 | 194.67 | 227.66 | 243.23 | 254.44 | 220.63 | 226.12 | 239.17 | 324.49 | 324.49 | 324.49 | 937.01 | 937.01 | 909.41 | 923.27 | 938.16 | 895.2 | 877.91 | 917.54 | 886.29 | 1240.1 | 1240.1 | 1212.5 | 1226.36 | 1243.61 | 1190.1 | 1183.35 | 1222.99 | 1182.15 | 1178.01 | 1362.62
| 2050 | 86.71 | 86.71 | 86.71 | 86.71 | 86.71 | 86.71 | 86.71 | 86.71 | 73.12 | 86.71 | 70.93 | 70.93 | 128.61 | 135.08 | 120.74 | 135.08 | 135.08 | 135.08 | 135.08 | 135.08 | 195.33 | 135.08 | 183.7 | 135.08 | 667.96 | 667.96 | 667.96 | 667.96 | 610.56 | 135.06 | 126.92 | 124.39 | 224.98 | 217.88 | 213.52 | 277.33 | 467.34 | 563.7 | 625.48 | 157.54 | 149.37 | 289.44 | 193.13 | 226.12 | 241.69 | 252.9 | 219.09 | 224.52 | 237.57 | 322.89 | 322.89 | 322.89 | 933.49 | 933.49 | 905.88 | 919.75 | 934.72 | 891.81 | 874.47 | 914.1 | 882.88 | 1235.22 | 1235.22 | 1207.62 | 1221.48 | 1238.83 | 1185.4 | 1178.57 | 1218.21 | 1177.42 | 1173.39 | 1356.97
| 2051 | 84.79 | 84.79 | 84.79 | 84.79 | 84.79 | 84.79 | 84.79 | 84.79 | 71.23 | 84.79 | 69.11 | 69.11 | 126.26 | 133.36 | 119.05 | 133.36 | 133.36 | 133.36 | 133.36 | 133.36 | 193.61 | 133.36 | 182.07 | 133.36 | 660.23 | 660.23 | 660.23 | 660.23 | 607.01 | 133.01 | 124.85 | 122.37 | 221.26 | 214.13 | 209.83 | 277.33 | 461.35 | 555.31 | 616.15 | 156.29 | 148.14 | 286.82 | 191.53 | 224.53 | 240.09 | 251.3 | 217.5 | 222.87 | 235.92 | 321.24 | 321.24 | 321.24 | 929.93 | 929.93 | 902.32 | 916.19 | 931.25 | 888.39 | 870.99 | 910.63 | 879.43 | 1230.29 | 1230.29 | 1202.68 | 1216.55 | 1234 | 1180.65 | 1173.74 | 1213.38 | 1172.64 | 1168.72 | 1351.25
| 2052 | 82.87 | 82.87 | 82.87 | 82.87 | 82.87 | 82.87 | 82.87 | 82.87 | 69.35 | 82.87 | 67.29 | 67.29 | 123.91 | 131.64 | 117.35 | 131.64 | 131.64 | 131.64 | 131.64 | 131.64 | 191.89 | 131.64 | 180.45 | 131.64 | 652.49 | 652.49 | 652.49 | 652.49 | 603.46 | 130.96 | 122.79 | 120.34 | 217.54 | 210.37 | 206.15 | 277.33 | 455.36 | 546.93 | 606.82 | 155.04 | 146.91 | 284.2 | 189.94 | 222.93 | 238.5 | 249.71 | 215.91 | 221.22 | 234.27 | 319.59 | 319.59 | 319.59 | 926.37 | 926.37 | 898.76 | 912.63 | 927.78 | 884.97 | 867.52 | 907.15 | 875.99 | 1225.36 | 1225.36 | 1197.75 | 1211.62 | 1229.17 | 1175.9 | 1168.91 | 1208.55 | 1167.85 | 1164.05 | 1345.54
| 2053 | 80.95 | 80.95 | 80.95 | 80.95 | 80.95 | 80.95 | 80.95 | 80.95 | 67.46 | 80.95 | 65.47 | 65.47 | 121.55 | 129.92 | 115.66 | 129.92 | 129.92 | 129.92 | 129.92 | 129.92 | 190.17 | 129.92 | 178.83 | 129.92 | 644.76 | 644.76 | 644.76 | 644.76 | 599.9 | 128.92 | 120.73 | 118.32 | 213.81 | 206.62 | 202.47 | 277.33 | 449.37 | 538.54 | 597.49 | 153.8 | 145.68 | 281.59 | 188.35 | 221.34 | 236.91 | 248.12 | 214.31 | 219.57 | 232.62 | 317.94 | 317.94 | 317.94 | 922.81 | 922.81 | 895.2 | 909.07 | 924.3 | 881.55 | 864.05 | 903.68 | 872.54 | 1220.43 | 1220.43 | 1192.82 | 1206.69 | 1224.34 | 1171.15 | 1164.08 | 1203.72 | 1163.07 | 1159.38 | 1339.83
| 2054 | 79.03 | 79.03 | 79.03 | 79.03 | 79.03 | 79.03 | 79.03 | 79.03 | 65.58 | 79.03 | 63.65 | 63.65 | 119.2 | 128.2 | 113.97 | 128.2 | 128.2 | 128.2 | 128.2 | 128.2 | 188.45 | 128.2 | 177.2 | 128.2 | 637.02 | 637.02 | 637.02 | 637.02 | 596.35 | 126.87 | 118.66 | 116.29 | 210.09 | 202.87 | 198.78 | 277.33 | 443.38 | 530.16 | 588.16 | 152.55 | 144.45 | 278.97 | 186.75 | 219.75 | 235.31 | 246.52 | 212.72 | 217.92 | 230.97 | 316.29 | 316.29 | 316.29 | 919.25 | 919.25 | 891.64 | 905.51 | 920.83 | 878.13 | 860.57 | 900.21 | 869.1 | 1215.5 | 1215.5 | 1187.89 | 1201.76 | 1219.51 | 1166.4 | 1159.25 | 1198.89 | 1158.29 | 1154.71 | 1334.12
| 2055 | 77.11 | 77.11 | 77.11 | 77.11 | 77.11 | 77.11 | 77.11 | 77.11 | 63.69 | 77.11 | 61.83 | 61.83 | 116.84 | 126.48 | 112.27 | 126.48 | 126.48 | 126.48 | 126.48 | 126.48 | 186.73 | 126.48 | 175.58 | 126.48 | 629.28 | 629.28 | 629.28 | 629.28 | 592.8 | 124.83 | 116.6 | 114.27 | 206.37 | 199.11 | 195.1 | 277.33 | 437.39 | 521.77 | 578.83 | 151.3 | 143.22 | 276.35 | 185.16 | 218.15 | 233.72 | 244.93 | 211.13 | 216.27 | 229.32 | 314.64 | 314.64 | 314.64 | 915.68 | 915.68 | 888.08 | 901.95 | 917.35 | 874.71 | 857.1 | 896.73 | 865.65 | 1210.57 | 1210.57 | 1182.96 | 1196.83 | 1214.68 | 1161.65 | 1154.42 | 1194.06 | 1153.51 | 1150.04 | 1328.4
| 2056 | 75.19 | 75.19 | 75.19 | 75.19 | 75.19 | 75.19 | 75.19 | 75.19 | 61.81 | 75.19 | 60.01 | 60.01 | 114.49 | 124.76 | 110.58 | 124.76 | 124.76 | 124.76 | 124.76 | 124.76 | 185.02 | 124.76 | 173.96 | 124.76 | 621.55 | 621.55 | 621.55 | 621.55 | 589.24 | 122.78 | 114.53 | 112.24 | 202.64 | 195.36 | 191.41 | 277.33 | 431.39 | 513.39 | 569.5 | 150.05 | 141.99 | 273.74 | 183.57 | 216.56 | 232.13 | 243.34 | 209.54 | 214.62 | 227.66 | 312.99 | 312.99 | 312.99 | 912.12 | 912.12 | 884.52 | 898.38 | 913.88 | 871.29 | 853.62 | 893.26 | 862.21 | 1205.63 | 1205.63 | 1178.03 | 1191.9 | 1209.85 | 1156.9 | 1149.59 | 1189.23 | 1148.73 | 1145.37 | 1322.69
| 2057 | 73.26 | 73.26 | 73.26 | 73.26 | 73.26 | 73.26 | 73.26 | 73.26 | 59.92 | 73.26 | 58.19 | 58.19 | 112.14 | 123.04 | 108.89 | 123.04 | 123.04 | 123.04 | 123.04 | 123.04 | 183.3 | 123.04 | 172.33 | 123.04 | 613.81 | 613.81 | 613.81 | 613.81 | 585.69 | 120.73 | 112.47 | 110.22 | 198.92 | 191.6 | 187.73 | 277.33 | 425.4 | 505 | 560.16 | 148.8 | 140.76 | 271.12 | 181.98 | 214.97 | 230.53 | 241.74 | 207.94 | 212.97 | 226.01 | 311.34 | 311.34 | 311.34 | 908.56 | 908.56 | 880.96 | 894.82 | 910.4 | 867.87 | 850.15 | 889.78 | 858.76 | 1200.7 | 1200.7 | 1173.1 | 1186.96 | 1205.02 | 1152.15 | 1144.76 | 1184.4 | 1143.95 | 1140.7 | 1316.98
| 2058 | 71.34 | 71.34 | 71.34 | 71.34 | 71.34 | 71.34 | 71.34 | 71.34 | 58.04 | 71.34 | 56.37 | 56.37 | 109.78 | 121.32 | 107.2 | 121.32 | 121.32 | 121.32 | 121.32 | 121.32 | 181.58 | 121.32 | 170.71 | 121.32 | 606.08 | 606.08 | 606.08 | 606.08 | 582.14 | 118.69 | 110.41 | 108.19 | 195.2 | 187.85 | 184.04 | 277.33 | 419.41 | 496.62 | 550.83 | 147.55 | 139.53 | 268.51 | 180.38 | 213.37 | 228.94 | 240.15 | 206.35 | 211.32 | 224.36 | 309.69 | 309.69 | 309.69 | 905 | 905 | 877.4 | 891.26 | 906.93 | 864.45 | 846.67 | 886.31 | 855.32 | 1195.77 | 1195.77 | 1168.17 | 1182.03 | 1200.19 | 1147.4 | 1139.93 | 1179.57 | 1139.17 | 1136.03 | 1311.27
| 2059 | 69.42 | 69.42 | 69.42 | 69.42 | 69.42 | 69.42 | 69.42 | 69.42 | 56.15 | 69.42 | 54.54 | 54.54 | 107.43 | 119.6 | 105.5 | 119.6 | 119.6 | 119.6 | 119.6 | 119.6 | 179.86 | 119.6 | 169.09 | 119.6 | 598.34 | 598.34 | 598.34 | 598.34 | 578.59 | 116.64 | 108.34 | 106.17 | 191.47 | 184.1 | 180.36 | 277.33 | 413.42 | 488.23 | 541.5 | 146.31 | 138.3 | 265.89 | 178.79 | 211.78 | 227.35 | 238.56 | 204.76 | 209.66 | 222.71 | 308.04 | 308.04 | 308.04 | 901.44 | 901.44 | 873.84 | 887.7 | 903.46 | 861.03 | 843.2 | 882.83 | 851.87 | 1190.84 | 1190.84 | 1163.23 | 1177.1 | 1195.36 | 1142.65 | 1135.1 | 1174.74 | 1134.39 | 1131.36 | 1305.55
| 2060 | 67.5 | 67.5 | 67.5 | 67.5 | 67.5 | 67.5 | 67.5 | 67.5 | 54.27 | 67.5 | 52.72 | 52.72 | 105.07 | 117.88 | 103.81 | 117.88 | 117.88 | 117.88 | 117.88 | 117.88 | 178.14 | 117.88 | 167.46 | 117.88 | 590.61 | 590.61 | 590.61 | 590.61 | 575.03 | 114.59 | 106.28 | 104.14 | 187.75 | 180.34 | 176.68 | 277.33 | 407.43 | 479.85 | 532.17 | 145.06 | 137.07 | 263.27 | 177.2 | 210.19 | 225.75 | 236.96 | 203.16 | 208.01 | 221.06 | 306.38 | 306.38 | 306.38 | 897.88 | 897.88 | 870.27 | 884.14 | 899.98 | 857.61 | 839.73 | 879.36 | 848.43 | 1185.91 | 1185.91 | 1158.3 | 1172.17 | 1190.53 | 1137.9 | 1130.27 | 1169.91 | 1129.61 | 1126.69 | 1299.84
18 | Levelized Cost of Electricity, $/MWh
| 2023 | 29.53 | 27.63 | 32.07 | 31.95 | 25.93 | 29.83 | 32.62 | 25.58 | 25.93 | 29.63 | 23.52 | 23.52 | 69.08 | 51.86 | 35.19 | 36.5 | 42.77 | 36.5 | 49.27 | 51.86 | 75.69 | 42.77 | 63.67 | 36.5 | 212.46 | 200.34 | 175.96 | 185.64 | 184.19 | 121.4 | 118.22 | 114.51 | 103.68 | 103.65 | 100.35 | 60.25 | 169.81 | 314.58 | 2898.71 | 49.06 | 205.56 | 371.03 | 46.74 | 56.75 | 61.47 | 64.87 | 54.62 | 52.36 | 56.08 | 80.43 | 80.43 | 80.43 | 98.69 | 98.69 | 94.75 | 96.73 | 95.43 | 91.05 | 86.83 | 92.48 | 90.56 | 142.62 | 142.62 | 138.68 | 140.66 | 136.29 | 131.05 | 127.69 | 133.35 | 131.63 | 131.11 | 168.54
| 2024 | 32.39 | 30.3 | 35.18 | 35.05 | 28.42 | 32.72 | 35.79 | 28.04 | 28.15 | 32.49 | 25.64 | 25.64 | 76.39 | 58.52 | 39.45 | 41.24 | 48.3 | 41.24 | 55.61 | 58.52 | 82.02 | 48.3 | 68.3 | 41.24 | 238.58 | 224.97 | 197.6 | 208.47 | 198.65 | 130.14 | 125.94 | 122.23 | 110.73 | 110.12 | 106.82 | 69.07 | 186.05 | 343.92 | 3157.85 | 54.52 | 228.75 | 412.81 | 49.55 | 59.56 | 64.28 | 67.68 | 57.42 | 55.01 | 58.73 | 83.08 | 83.08 | 83.08 | 107.56 | 107.56 | 103.62 | 105.59 | 104.95 | 99.92 | 96.36 | 102.01 | 99.39 | 152.58 | 152.58 | 148.64 | 150.62 | 147.49 | 141.42 | 138.89 | 144.54 | 141.81 | 141.19 | 177.79
| 2025 | 43.59 | 41.07 | 46.96 | 46.8 | 38.81 | 43.99 | 47.7 | 38.34 | 39.16 | 43.72 | 36.45 | 36.45 | 76.71 | 67.96 | 46.77 | 48.59 | 56.51 | 48.59 | 64.7 | 67.96 | 91.11 | 56.51 | 76.17 | 48.59 | 260.7 | 245.83 | 215.93 | 227.8 | 163.92 | 192.97 | 191.62 | 185.38 | 167 | 169.06 | 163.47 | 72.02 | 190.89 | 352.08 | 3221.53 | 55.04 | 231.49 | 417.68 | 55.4 | 65.41 | 70.13 | 73.53 | 63.28 | 60.49 | 64.21 | 88.56 | 88.56 | 88.56 | 108.81 | 108.81 | 104.87 | 106.85 | 106.96 | 101.69 | 98.36 | 104.02 | 100.97 | 153.07 | 153.07 | 149.13 | 151.11 | 149.43 | 142.99 | 140.83 | 146.49 | 143.01 | 142.51 | 176.37
| 2026 | 43.42 | 40.9 | 46.79 | 46.63 | 38.64 | 43.82 | 47.52 | 38.17 | 38.66 | 43.55 | 36.12 | 36.12 | 76.97 | 68.82 | 47.11 | 49.22 | 57.23 | 49.22 | 65.52 | 68.82 | 91.94 | 57.23 | 76.69 | 49.22 | 271.13 | 255.66 | 224.56 | 236.91 | 166.78 | 195.18 | 192.55 | 186.84 | 168.66 | 169.68 | 164.56 | 74.92 | 195.73 | 360.18 | 3284.24 | 55.54 | 234.05 | 422.06 | 55.71 | 65.72 | 70.44 | 73.84 | 63.59 | 60.69 | 64.42 | 88.76 | 88.76 | 88.76 | 109.94 | 109.94 | 106 | 107.98 | 108.86 | 103.34 | 100.26 | 105.92 | 102.44 | 153.27 | 153.27 | 149.33 | 151.31 | 151.06 | 144.25 | 142.46 | 148.12 | 143.91 | 143.53 | 175.42
| 2027 | 42.56 | 40.06 | 45.9 | 45.74 | 37.83 | 42.95 | 46.62 | 37.36 | 37.52 | 42.69 | 35.15 | 35.15 | 76.03 | 69.11 | 46.99 | 49.38 | 57.44 | 49.38 | 65.78 | 69.11 | 92.2 | 57.44 | 76.72 | 49.38 | 278.48 | 262.59 | 230.64 | 243.33 | 169.1 | 194.94 | 191.11 | 185.96 | 168.18 | 168.21 | 163.59 | 76.79 | 198.43 | 364.29 | 3311.96 | 55.78 | 234.71 | 422.81 | 55.65 | 65.66 | 70.38 | 73.78 | 63.53 | 60.54 | 64.26 | 88.61 | 88.61 | 88.61 | 109.87 | 109.87 | 105.93 | 107.91 | 109.54 | 103.83 | 100.94 | 106.6 | 102.74 | 151.96 | 151.96 | 148.02 | 150 | 151.13 | 144 | 142.53 | 148.19 | 143.31 | 143.09 | 173.08
| 2028 | 40.96 | 38.52 | 44.23 | 44.07 | 36.33 | 41.35 | 44.94 | 35.87 | 35.92 | 41.09 | 33.61 | 33.61 | 73.85 | 68.63 | 46.47 | 48.94 | 56.99 | 48.94 | 65.31 | 68.63 | 91.73 | 56.99 | 76.21 | 48.94 | 279.04 | 263.12 | 231.11 | 243.82 | 170.1 | 191.69 | 187.81 | 182.71 | 165.08 | 165.09 | 160.51 | 76.99 | 196.47 | 359.81 | 3265.4 | 56.02 | 235.6 | 423.85 | 55.19 | 65.19 | 69.92 | 73.32 | 63.06 | 60.08 | 63.81 | 88.15 | 88.15 | 88.15 | 108.67 | 108.67 | 104.73 | 106.71 | 108.34 | 102.64 | 99.74 | 105.4 | 101.56 | 148.74 | 148.74 | 144.8 | 146.78 | 147.96 | 140.9 | 139.37 | 145.02 | 140.19 | 140.04 | 167.18
| 2029 | 39.41 | 37.02 | 42.61 | 42.46 | 34.87 | 39.79 | 43.31 | 34.43 | 34.36 | 39.54 | 32.1 | 32.1 | 71.71 | 68.19 | 45.97 | 48.53 | 56.56 | 48.53 | 64.88 | 68.19 | 91.29 | 56.56 | 75.71 | 48.53 | 279.64 | 263.68 | 231.61 | 244.34 | 171.35 | 188.5 | 184.59 | 179.53 | 162.04 | 162.03 | 157.49 | 77.2 | 194.53 | 355.36 | 3219.34 | 56.35 | 236.47 | 424.83 | 54.72 | 64.73 | 69.45 | 72.85 | 62.6 | 59.62 | 63.35 | 87.7 | 87.7 | 87.7 | 107.57 | 107.57 | 103.63 | 105.61 | 107.25 | 101.57 | 98.66 | 104.31 | 100.48 | 145.81 | 145.81 | 141.87 | 143.85 | 145.1 | 138.08 | 136.5 | 142.15 | 137.35 | 137.27 | 162.05
| 2030 | 49.49 | 47.6 | 52.01 | 51.89 | 45.91 | 49.79 | 52.56 | 45.56 | 44.6 | 49.58 | 42.71 | 42.71 | 95.94 | 79.28 | 59.78 | 61.87 | 68.99 | 61.87 | 76.35 | 79.28 | 102.76 | 68.99 | 88.7 | 61.87 | 338.64 | 319.32 | 280.48 | 295.9 | 171.06 | 121.36 | 114.83 | 112.13 | 101.47 | 99.11 | 96.69 | 77.06 | 192.28 | 350.36 | 3166.62 | 55.95 | 234.9 | 421.4 | 69.64 | 79.65 | 84.37 | 87.77 | 77.52 | 74.86 | 78.58 | 102.93 | 102.93 | 102.93 | 106.04 | 106.04 | 102.1 | 104.08 | 105.73 | 100.11 | 97.13 | 102.79 | 99 | 142.34 | 142.34 | 138.4 | 140.37 | 141.68 | 134.77 | 133.08 | 138.74 | 134.01 | 134 | 156.59
| 2031 | 48.09 | 46.26 | 50.54 | 50.42 | 44.62 | 48.38 | 51.07 | 44.27 | 43.28 | 48.18 | 41.45 | 41.45 | 92.62 | 78.24 | 58.93 | 61.06 | 68.08 | 61.06 | 75.35 | 78.24 | 101.76 | 68.08 | 87.82 | 61.06 | 293.17 | 276.44 | 242.81 | 256.17 | 170.71 | 119.69 | 113.13 | 110.47 | 99.95 | 97.55 | 95.18 | 77.06 | 189.96 | 345.46 | 3122.43 | 55.57 | 233.44 | 418.33 | 68.99 | 79 | 83.72 | 87.12 | 76.87 | 74.22 | 77.95 | 102.3 | 102.3 | 102.3 | 104.8 | 104.8 | 100.86 | 102.84 | 104.49 | 98.92 | 95.89 | 101.54 | 97.81 | 139.59 | 139.59 | 135.65 | 137.63 | 138.96 | 132.15 | 130.36 | 136.02 | 131.36 | 131.41 | 152.21
| 2032 | 46.72 | 44.95 | 49.1 | 48.99 | 43.35 | 47.01 | 49.62 | 43.02 | 41.99 | 46.82 | 40.21 | 40.21 | 89.35 | 77.22 | 58.09 | 60.27 | 67.19 | 60.27 | 74.36 | 77.22 | 100.78 | 67.19 | 86.96 | 60.27 | 259.87 | 245.04 | 215.23 | 227.07 | 170.39 | 118.04 | 111.45 | 108.83 | 98.44 | 96.02 | 93.68 | 77.06 | 187.67 | 340.64 | 3078.97 | 55.22 | 232.12 | 415.47 | 68.35 | 78.36 | 83.08 | 86.48 | 76.23 | 73.6 | 77.32 | 101.67 | 101.67 | 101.67 | 103.61 | 103.61 | 99.67 | 101.65 | 103.29 | 97.79 | 94.69 | 100.35 | 96.66 | 136.99 | 136.99 | 133.06 | 135.03 | 136.39 | 129.68 | 127.8 | 133.45 | 128.86 | 128.97 | 148.17
| 2033 | 45.39 | 43.67 | 47.71 | 47.6 | 42.12 | 45.67 | 48.21 | 41.79 | 40.74 | 45.48 | 39.01 | 39.01 | 86.1 | 76.22 | 57.27 | 59.48 | 66.32 | 59.48 | 73.4 | 76.22 | 99.81 | 66.32 | 86.12 | 59.48 | 248.51 | 234.34 | 205.83 | 217.15 | 170.12 | 116.42 | 109.79 | 107.21 | 96.96 | 94.5 | 92.2 | 77.06 | 185.42 | 335.89 | 3036.24 | 54.84 | 230.66 | 412.4 | 67.72 | 77.73 | 82.45 | 85.85 | 75.6 | 72.99 | 76.71 | 101.06 | 101.06 | 101.06 | 102.48 | 102.48 | 98.54 | 100.52 | 102.15 | 96.7 | 93.55 | 99.2 | 95.56 | 134.54 | 134.54 | 130.6 | 132.58 | 133.96 | 127.34 | 125.36 | 131.02 | 126.5 | 126.66 | 144.42
| 2034 | 44.1 | 42.42 | 46.34 | 46.24 | 40.91 | 44.36 | 46.83 | 40.6 | 39.52 | 44.18 | 37.85 | 37.85 | 82.88 | 75.23 | 56.46 | 58.71 | 65.46 | 58.71 | 72.45 | 75.23 | 98.86 | 65.46 | 85.29 | 58.71 | 239.94 | 226.25 | 198.73 | 209.66 | 169.84 | 114.82 | 108.15 | 105.62 | 95.5 | 93.01 | 90.75 | 77.06 | 183.19 | 331.22 | 2994.21 | 54.5 | 229.33 | 409.54 | 67.11 | 77.12 | 81.84 | 85.24 | 74.98 | 72.39 | 76.11 | 100.46 | 100.46 | 100.46 | 101.39 | 101.39 | 97.45 | 99.43 | 101.04 | 95.65 | 92.45 | 98.1 | 94.51 | 132.21 | 132.21 | 128.27 | 130.25 | 131.64 | 125.12 | 123.04 | 128.7 | 124.25 | 124.47 | 140.92
| 2035 | 42.83 | 41.2 | 45.01 | 44.91 | 39.74 | 43.09 | 45.49 | 39.44 | 38.34 | 42.92 | 36.71 | 36.71 | 79.69 | 74.26 | 55.67 | 57.95 | 64.62 | 57.95 | 71.51 | 74.26 | 97.93 | 64.62 | 84.47 | 57.95 | 233.11 | 219.81 | 193.07 | 203.68 | 169.56 | 113.24 | 106.54 | 104.04 | 94.05 | 91.53 | 89.31 | 77.06 | 181 | 326.63 | 2952.87 | 54.14 | 227.87 | 406.47 | 66.5 | 76.51 | 81.23 | 84.63 | 74.38 | 71.8 | 75.52 | 99.87 | 99.87 | 99.87 | 100.33 | 100.33 | 96.39 | 98.37 | 99.98 | 94.64 | 91.38 | 97.03 | 93.49 | 129.99 | 129.99 | 126.05 | 128.03 | 129.43 | 122.99 | 120.83 | 126.48 | 122.11 | 122.37 | 137.62
| 2036 | 41.86 | 40.26 | 43.99 | 43.89 | 38.83 | 42.11 | 44.45 | 38.54 | 37.36 | 41.94 | 35.77 | 35.77 | 78.29 | 73.3 | 54.89 | 57.21 | 63.79 | 57.21 | 70.59 | 73.3 | 97.01 | 63.79 | 83.67 | 57.21 | 218 | 205.56 | 180.55 | 190.48 | 169.25 | 111.68 | 104.94 | 102.49 | 92.62 | 90.08 | 87.89 | 77.06 | 178.84 | 322.1 | 2912.22 | 53.87 | 226.55 | 403.61 | 65.91 | 75.91 | 80.64 | 84.04 | 73.78 | 71.22 | 74.94 | 99.29 | 99.29 | 99.29 | 100 | 100 | 96.06 | 98.04 | 99.66 | 94.33 | 91.06 | 96.71 | 93.17 | 129.53 | 129.53 | 125.59 | 127.57 | 128.98 | 122.56 | 120.39 | 126.04 | 121.66 | 121.94 | 137.09
| 2037 | 40.91 | 39.35 | 43 | 42.9 | 37.96 | 41.16 | 43.45 | 37.67 | 36.4 | 40.99 | 34.87 | 34.87 | 76.9 | 72.37 | 54.12 | 56.48 | 62.97 | 56.48 | 69.69 | 72.37 | 96.11 | 62.97 | 82.88 | 56.48 | 207.91 | 196.05 | 172.2 | 181.67 | 176.15 | 117.59 | 110.62 | 108.21 | 97.93 | 95.15 | 93.01 | 84.91 | 193.17 | 347.56 | 3128.39 | 53.63 | 225.11 | 400.57 | 65.32 | 75.33 | 80.05 | 83.45 | 73.2 | 70.64 | 74.37 | 98.72 | 98.72 | 98.72 | 107.59 | 107.59 | 103.65 | 105.63 | 107.42 | 101.89 | 98.82 | 104.48 | 100.69 | 140.03 | 140.03 | 136.09 | 138.07 | 139.73 | 133.02 | 131.13 | 136.78 | 132.08 | 132.16 | 149.8
| 2038 | 39.99 | 38.47 | 42.03 | 41.94 | 37.11 | 40.24 | 42.48 | 36.82 | 35.48 | 40.07 | 33.98 | 33.98 | 75.51 | 71.44 | 53.37 | 55.76 | 62.17 | 55.76 | 68.8 | 71.44 | 95.22 | 62.17 | 82.11 | 55.76 | 200.43 | 189 | 166.01 | 175.14 | 183.71 | 124 | 116.86 | 114.45 | 103.68 | 100.72 | 98.6 | 93.76 | 209.33 | 376.23 | 3371.77 | 53.38 | 223.78 | 397.71 | 64.75 | 74.76 | 79.48 | 82.88 | 72.63 | 70.08 | 73.81 | 98.16 | 98.16 | 98.16 | 116.17 | 116.17 | 112.23 | 114.21 | 116.13 | 110.39 | 107.53 | 113.18 | 109.17 | 152.01 | 152.01 | 148.07 | 150.05 | 151.91 | 144.91 | 143.31 | 148.97 | 143.92 | 143.78 | 164.21
| 2039 | 39.1 | 37.62 | 41.1 | 41 | 36.28 | 39.34 | 41.53 | 36 | 34.59 | 39.18 | 33.13 | 33.13 | 74.13 | 70.54 | 52.63 | 55.05 | 61.38 | 55.05 | 67.93 | 70.54 | 94.34 | 61.38 | 81.35 | 55.05 | 194.54 | 183.44 | 161.13 | 169.99 | 202.15 | 141.93 | 134.83 | 132.17 | 119.83 | 116.82 | 114.5 | 116.26 | 255.29 | 458.72 | 4075.14 | 53.13 | 222.46 | 394.85 | 64.18 | 74.19 | 78.91 | 82.31 | 72.06 | 69.53 | 73.26 | 97.61 | 97.61 | 97.61 | 138.88 | 138.88 | 134.94 | 136.92 | 138.92 | 132.71 | 130.32 | 135.97 | 131.47 | 184.12 | 184.12 | 180.18 | 182.16 | 184.47 | 176.72 | 175.87 | 181.53 | 175.63 | 174.88 | 202.73
| 2040 | 38.24 | 36.78 | 40.19 | 40.1 | 35.48 | 38.47 | 40.61 | 35.21 | 33.72 | 38.32 | 32.3 | 32.3 | 72.77 | 69.65 | 51.9 | 54.36 | 60.6 | 54.36 | 67.07 | 69.65 | 93.49 | 60.6 | 80.6 | 54.36 | 189.7 | 178.88 | 157.12 | 165.76 | 201.58 | 139.88 | 132.76 | 130.14 | 117.97 | 114.94 | 112.66 | 116.26 | 252.1 | 452.1 | 4015.89 | 52.88 | 221 | 391.78 | 63.63 | 73.64 | 78.36 | 81.76 | 71.51 | 68.99 | 72.72 | 97.07 | 97.07 | 97.07 | 138.35 | 138.35 | 134.41 | 136.39 | 138.4 | 132.2 | 129.8 | 135.46 | 130.96 | 183.38 | 183.38 | 179.45 | 181.42 | 183.75 | 176.01 | 175.15 | 180.81 | 174.92 | 174.18 | 201.89
| 2041 | 37.4 | 35.98 | 39.31 | 39.22 | 34.7 | 37.63 | 39.72 | 34.44 | 32.88 | 37.47 | 31.5 | 31.5 | 71.41 | 68.77 | 51.18 | 53.67 | 59.84 | 53.67 | 66.23 | 68.77 | 92.64 | 59.84 | 79.87 | 53.67 | 185.62 | 175.03 | 153.73 | 162.19 | 201.07 | 137.87 | 130.73 | 128.15 | 116.14 | 113.09 | 110.85 | 116.26 | 248.96 | 445.59 | 3957.63 | 52.62 | 219.68 | 388.92 | 63.09 | 73.09 | 77.81 | 81.21 | 70.96 | 68.46 | 72.19 | 96.53 | 96.53 | 96.53 | 137.82 | 137.82 | 133.88 | 135.86 | 137.89 | 131.69 | 129.29 | 134.94 | 130.45 | 182.66 | 182.66 | 178.72 | 180.7 | 183.04 | 175.31 | 174.44 | 180.1 | 174.21 | 173.49 | 201.04
| 2042 | 36.59 | 35.19 | 38.45 | 38.36 | 33.95 | 36.81 | 38.86 | 33.69 | 32.06 | 36.66 | 30.72 | 30.72 | 70.06 | 67.91 | 50.48 | 53 | 59.09 | 53 | 65.4 | 67.91 | 91.81 | 59.09 | 79.15 | 53 | 182.09 | 171.7 | 150.81 | 159.11 | 200.47 | 135.88 | 128.72 | 126.18 | 114.33 | 111.27 | 109.06 | 116.26 | 245.86 | 439.19 | 3900.34 | 52.37 | 218.22 | 385.85 | 62.55 | 72.56 | 77.28 | 80.68 | 70.43 | 67.94 | 71.66 | 96.01 | 96.01 | 96.01 | 137.3 | 137.3 | 133.36 | 135.34 | 137.38 | 131.19 | 128.78 | 134.43 | 129.94 | 181.93 | 181.93 | 177.99 | 179.97 | 182.33 | 174.61 | 173.73 | 179.39 | 173.51 | 172.81 | 200.2
| 2043 | 35.8 | 34.43 | 37.62 | 37.53 | 33.21 | 36.01 | 38.02 | 32.96 | 31.27 | 35.87 | 29.97 | 29.97 | 68.72 | 67.06 | 49.79 | 52.34 | 58.35 | 52.34 | 64.58 | 67.06 | 90.99 | 58.35 | 78.44 | 52.34 | 179 | 168.79 | 148.25 | 156.41 | 199.93 | 133.92 | 126.75 | 124.24 | 112.55 | 109.47 | 107.29 | 116.26 | 242.8 | 432.88 | 3843.99 | 52.13 | 216.9 | 382.98 | 62.02 | 72.03 | 76.75 | 80.15 | 69.9 | 67.43 | 71.15 | 95.5 | 95.5 | 95.5 | 136.78 | 136.78 | 132.84 | 134.82 | 136.87 | 130.69 | 128.27 | 133.92 | 129.44 | 181.21 | 181.21 | 177.27 | 179.25 | 181.62 | 173.92 | 173.02 | 178.68 | 172.81 | 172.12 | 199.37
| 2044 | 35.03 | 33.7 | 36.81 | 36.73 | 32.5 | 35.24 | 37.2 | 32.25 | 30.51 | 35.1 | 29.24 | 29.24 | 67.39 | 66.22 | 49.11 | 51.68 | 57.62 | 51.68 | 63.77 | 66.22 | 90.19 | 57.62 | 77.74 | 51.68 | 176.25 | 166.19 | 145.98 | 154 | 199.36 | 131.99 | 124.79 | 122.33 | 110.79 | 107.69 | 105.55 | 116.26 | 239.78 | 426.68 | 3788.58 | 51.89 | 215.44 | 379.91 | 61.51 | 71.51 | 76.24 | 79.64 | 69.38 | 66.92 | 70.65 | 94.99 | 94.99 | 94.99 | 136.26 | 136.26 | 132.32 | 134.3 | 136.36 | 130.19 | 127.76 | 133.42 | 128.94 | 180.49 | 180.49 | 176.55 | 178.53 | 180.92 | 173.23 | 172.32 | 177.98 | 172.11 | 171.44 | 198.53
| 2045 | 34.28 | 32.98 | 36.03 | 35.95 | 31.81 | 34.49 | 36.41 | 31.57 | 29.76 | 34.35 | 28.53 | 28.53 | 66.06 | 65.4 | 48.44 | 51.04 | 56.91 | 51.04 | 62.98 | 65.4 | 89.4 | 56.91 | 77.06 | 51.04 | 173.78 | 163.87 | 143.93 | 151.85 | 198.74 | 130.08 | 122.87 | 120.44 | 109.05 | 105.94 | 103.83 | 116.26 | 236.81 | 420.57 | 3734.09 | 51.62 | 214.13 | 377.08 | 61 | 71.01 | 75.73 | 79.13 | 68.87 | 66.43 | 70.15 | 94.5 | 94.5 | 94.5 | 135.74 | 135.74 | 131.8 | 133.78 | 135.86 | 129.7 | 127.26 | 132.92 | 128.44 | 179.78 | 179.78 | 175.84 | 177.82 | 180.22 | 172.54 | 171.62 | 177.28 | 171.42 | 170.77 | 197.71
| 2046 | 33.56 | 32.28 | 35.27 | 35.19 | 31.14 | 33.76 | 35.64 | 30.9 | 29.04 | 33.63 | 27.84 | 27.84 | 64.75 | 64.59 | 47.79 | 50.41 | 56.21 | 50.41 | 62.21 | 64.59 | 88.62 | 56.21 | 76.38 | 50.41 | 171.54 | 161.76 | 142.08 | 149.89 | 198.14 | 128.2 | 120.97 | 118.58 | 107.34 | 104.21 | 102.14 | 116.26 | 233.88 | 414.56 | 3680.51 | 51.37 | 212.67 | 374.01 | 60.5 | 70.51 | 75.23 | 78.63 | 68.37 | 65.94 | 69.66 | 94.01 | 94.01 | 94.01 | 135.23 | 135.23 | 131.29 | 133.27 | 135.36 | 129.2 | 126.76 | 132.42 | 127.94 | 179.07 | 179.07 | 175.13 | 177.11 | 179.52 | 171.85 | 170.93 | 176.58 | 170.73 | 170.09 | 196.88
| 2047 | 32.86 | 31.61 | 34.53 | 34.45 | 30.49 | 33.06 | 34.9 | 30.25 | 28.34 | 32.92 | 27.17 | 27.17 | 63.44 | 63.8 | 47.14 | 49.79 | 55.52 | 49.79 | 61.44 | 63.8 | 87.85 | 55.52 | 75.72 | 49.79 | 169.5 | 159.83 | 140.39 | 148.11 | 197.57 | 126.34 | 119.1 | 116.74 | 105.65 | 102.51 | 100.47 | 116.26 | 230.98 | 408.64 | 3627.81 | 51.12 | 211.35 | 371.15 | 60.01 | 70.01 | 74.74 | 78.14 | 67.88 | 65.46 | 69.18 | 93.53 | 93.53 | 93.53 | 134.72 | 134.72 | 130.78 | 132.76 | 134.86 | 128.71 | 126.26 | 131.92 | 127.45 | 178.36 | 178.36 | 174.42 | 176.4 | 178.83 | 171.17 | 170.23 | 175.89 | 170.05 | 169.42 | 196.06
| 2048 | 32.17 | 30.95 | 33.81 | 33.74 | 29.85 | 32.37 | 34.17 | 29.62 | 27.66 | 32.24 | 26.52 | 26.52 | 62.14 | 63.02 | 46.51 | 49.18 | 54.83 | 49.18 | 60.69 | 63.02 | 87.1 | 54.83 | 75.07 | 49.18 | 167.62 | 158.06 | 138.83 | 146.46 | 196.97 | 124.51 | 117.25 | 114.93 | 103.98 | 100.83 | 98.82 | 116.26 | 228.13 | 402.82 | 3575.98 | 50.88 | 209.89 | 368.08 | 59.52 | 69.53 | 74.25 | 77.65 | 67.4 | 64.99 | 68.71 | 93.06 | 93.06 | 93.06 | 134.21 | 134.21 | 130.27 | 132.25 | 134.36 | 128.22 | 125.77 | 131.42 | 126.96 | 177.66 | 177.66 | 173.72 | 175.7 | 178.14 | 170.5 | 169.54 | 175.2 | 169.36 | 168.76 | 195.25
| 2049 | 31.51 | 30.31 | 33.12 | 33.04 | 29.24 | 31.7 | 33.47 | 29.01 | 27 | 31.57 | 25.89 | 25.89 | 60.85 | 62.25 | 45.88 | 48.58 | 54.16 | 48.58 | 59.94 | 62.25 | 86.36 | 54.16 | 74.43 | 48.58 | 165.88 | 156.42 | 137.39 | 144.95 | 196.33 | 122.7 | 115.43 | 113.14 | 102.34 | 99.17 | 97.19 | 116.26 | 225.32 | 397.09 | 3525.02 | 50.63 | 208.57 | 365.22 | 59.05 | 69.06 | 73.78 | 77.18 | 66.93 | 64.53 | 68.25 | 92.6 | 92.6 | 92.6 | 133.71 | 133.71 | 129.77 | 131.75 | 133.87 | 127.74 | 125.27 | 130.93 | 126.47 | 176.96 | 176.96 | 173.02 | 174.99 | 177.46 | 169.82 | 168.86 | 174.51 | 168.69 | 168.1 | 194.44
| 2050 | 30.87 | 29.69 | 32.44 | 32.36 | 28.64 | 31.05 | 32.78 | 28.42 | 26.36 | 30.93 | 25.28 | 25.28 | 59.57 | 61.49 | 45.27 | 47.99 | 53.51 | 47.99 | 59.21 | 61.49 | 85.63 | 53.51 | 73.8 | 47.99 | 164.27 | 154.9 | 136.05 | 143.54 | 195.36 | 120.92 | 113.63 | 111.37 | 100.72 | 97.54 | 95.59 | 116.26 | 222.54 | 391.46 | 3474.9 | 50.37 | 207.11 | 362.15 | 58.58 | 68.59 | 73.31 | 76.71 | 66.46 | 64.07 | 67.79 | 92.14 | 92.14 | 92.14 | 133.2 | 133.2 | 129.26 | 131.24 | 133.38 | 127.26 | 124.78 | 130.44 | 125.98 | 176.26 | 176.26 | 172.32 | 174.3 | 176.77 | 169.15 | 168.18 | 173.83 | 168.01 | 167.44 | 193.63
| 2051 | 30.18 | 29.03 | 31.72 | 31.65 | 28 | 30.36 | 32.06 | 27.79 | 25.69 | 30.24 | 24.63 | 24.63 | 58.48 | 60.71 | 44.64 | 47.38 | 52.82 | 47.38 | 58.46 | 60.71 | 84.88 | 52.82 | 73.14 | 47.38 | 162.37 | 153.1 | 134.48 | 141.87 | 194.69 | 119.09 | 111.78 | 109.56 | 99.05 | 95.86 | 93.94 | 116.26 | 219.69 | 385.63 | 3423.06 | 50.13 | 205.7 | 359.16 | 58.1 | 68.11 | 72.83 | 76.23 | 65.97 | 63.6 | 67.32 | 91.67 | 91.67 | 91.67 | 132.7 | 132.7 | 128.76 | 130.73 | 132.88 | 126.77 | 124.29 | 129.94 | 125.49 | 175.56 | 175.56 | 171.62 | 173.59 | 176.08 | 168.47 | 167.49 | 173.14 | 167.33 | 166.77 | 192.82
| 2052 | 29.5 | 28.38 | 31 | 30.93 | 27.37 | 29.68 | 31.33 | 27.16 | 25.01 | 29.56 | 23.98 | 23.98 | 57.39 | 59.92 | 44 | 46.77 | 52.14 | 46.77 | 57.71 | 59.92 | 84.12 | 52.14 | 72.49 | 46.77 | 160.46 | 151.31 | 132.9 | 140.21 | 194.01 | 117.26 | 109.94 | 107.75 | 97.38 | 94.18 | 92.29 | 116.26 | 216.84 | 379.81 | 3371.22 | 49.89 | 204.3 | 356.18 | 57.61 | 67.62 | 72.34 | 75.74 | 65.49 | 63.13 | 66.85 | 91.2 | 91.2 | 91.2 | 132.19 | 132.19 | 128.25 | 130.23 | 132.39 | 126.28 | 123.79 | 129.45 | 125 | 174.85 | 174.85 | 170.91 | 172.89 | 175.4 | 167.79 | 166.8 | 172.45 | 166.65 | 166.1 | 192
| 2053 | 28.81 | 27.72 | 30.28 | 30.21 | 26.73 | 28.99 | 30.6 | 26.53 | 24.33 | 28.87 | 23.33 | 23.33 | 56.3 | 59.14 | 43.37 | 46.16 | 51.46 | 46.16 | 56.95 | 59.14 | 83.37 | 51.46 | 71.84 | 46.16 | 158.56 | 149.52 | 131.33 | 138.55 | 193.34 | 115.42 | 108.09 | 105.94 | 95.72 | 92.5 | 90.64 | 116.26 | 213.98 | 373.99 | 3319.38 | 49.66 | 202.89 | 353.19 | 57.13 | 67.14 | 71.86 | 75.26 | 65.01 | 62.66 | 66.38 | 90.73 | 90.73 | 90.73 | 131.68 | 131.68 | 127.74 | 129.72 | 131.89 | 125.79 | 123.29 | 128.95 | 124.51 | 174.15 | 174.15 | 170.21 | 172.19 | 174.71 | 167.12 | 166.11 | 171.76 | 165.96 | 165.44 | 191.19
| 2054 | 28.13 | 27.06 | 29.56 | 29.5 | 26.1 | 28.3 | 29.88 | 25.9 | 23.65 | 28.19 | 22.69 | 22.69 | 55.21 | 58.36 | 42.73 | 45.55 | 50.78 | 45.55 | 56.2 | 58.36 | 82.61 | 50.78 | 71.19 | 45.55 | 156.66 | 147.72 | 129.75 | 136.89 | 192.66 | 113.59 | 106.24 | 104.12 | 94.05 | 90.82 | 88.99 | 116.26 | 211.13 | 368.16 | 3267.54 | 49.42 | 201.49 | 350.2 | 56.65 | 66.66 | 71.38 | 74.78 | 64.52 | 62.19 | 65.91 | 90.26 | 90.26 | 90.26 | 131.17 | 131.17 | 127.23 | 129.21 | 131.4 | 125.3 | 122.8 | 128.45 | 124.02 | 173.44 | 173.44 | 169.5 | 171.48 | 174.02 | 166.44 | 165.42 | 171.07 | 165.28 | 164.77 | 190.37
| 2055 | 27.45 | 26.4 | 28.85 | 28.78 | 25.47 | 27.61 | 29.15 | 25.27 | 22.97 | 27.5 | 22.04 | 22.04 | 54.12 | 57.58 | 42.1 | 44.93 | 50.1 | 44.93 | 55.45 | 57.58 | 81.86 | 50.1 | 70.53 | 44.93 | 154.76 | 145.93 | 128.18 | 135.22 | 191.98 | 111.76 | 104.39 | 102.31 | 92.38 | 89.14 | 87.34 | 116.26 | 208.28 | 362.34 | 3215.7 | 49.18 | 200.08 | 347.22 | 56.17 | 66.17 | 70.89 | 74.29 | 64.04 | 61.72 | 65.44 | 89.79 | 89.79 | 89.79 | 130.66 | 130.66 | 126.72 | 128.7 | 130.9 | 124.82 | 122.3 | 127.96 | 123.52 | 172.74 | 172.74 | 168.8 | 170.78 | 173.33 | 165.76 | 164.73 | 170.38 | 164.6 | 164.1 | 189.56
| 2056 | 26.76 | 25.74 | 28.13 | 28.06 | 24.83 | 26.93 | 28.42 | 24.64 | 22.29 | 26.82 | 21.39 | 21.39 | 53.03 | 56.79 | 41.46 | 44.32 | 49.42 | 44.32 | 54.69 | 56.79 | 81.11 | 49.42 | 69.88 | 44.32 | 152.86 | 144.13 | 126.6 | 133.56 | 191.31 | 109.93 | 102.55 | 100.5 | 90.72 | 87.46 | 85.69 | 116.26 | 205.43 | 356.52 | 3163.87 | 48.94 | 198.68 | 344.23 | 55.68 | 65.69 | 70.41 | 73.81 | 63.56 | 61.24 | 64.97 | 89.32 | 89.32 | 89.32 | 130.15 | 130.15 | 126.22 | 128.19 | 130.41 | 124.33 | 121.81 | 127.46 | 123.03 | 172.04 | 172.04 | 168.1 | 170.08 | 172.64 | 165.08 | 164.04 | 169.7 | 163.92 | 163.44 | 188.74
| 2057 | 26.08 | 25.09 | 27.41 | 27.35 | 24.2 | 26.24 | 27.7 | 24.01 | 21.61 | 26.13 | 20.74 | 20.74 | 51.94 | 56.01 | 40.83 | 43.71 | 48.74 | 43.71 | 53.94 | 56.01 | 80.35 | 48.74 | 69.23 | 43.71 | 150.95 | 142.34 | 125.02 | 131.9 | 190.63 | 108.1 | 100.7 | 98.68 | 89.05 | 85.78 | 84.04 | 116.26 | 202.57 | 350.7 | 3112.03 | 48.71 | 197.27 | 341.25 | 55.2 | 65.21 | 69.93 | 73.33 | 63.08 | 60.77 | 64.5 | 88.85 | 88.85 | 88.85 | 129.65 | 129.65 | 125.71 | 127.69 | 129.91 | 123.84 | 121.31 | 126.97 | 122.54 | 171.33 | 171.33 | 167.39 | 169.37 | 171.95 | 164.4 | 163.35 | 169.01 | 163.24 | 162.77 | 187.93
| 2058 | 25.4 | 24.43 | 26.69 | 26.63 | 23.56 | 25.55 | 26.97 | 23.38 | 20.93 | 25.45 | 20.09 | 20.09 | 50.85 | 55.23 | 40.19 | 43.1 | 48.06 | 43.1 | 53.18 | 55.23 | 79.6 | 48.06 | 68.58 | 43.1 | 149.05 | 140.55 | 123.45 | 130.24 | 189.96 | 106.26 | 98.85 | 96.87 | 87.38 | 84.09 | 82.39 | 116.26 | 199.72 | 344.87 | 3060.19 | 48.47 | 195.87 | 338.26 | 54.72 | 64.72 | 69.44 | 72.84 | 62.59 | 60.3 | 64.03 | 88.37 | 88.37 | 88.37 | 129.14 | 129.14 | 125.2 | 127.18 | 129.41 | 123.35 | 120.82 | 126.47 | 122.05 | 170.63 | 170.63 | 166.69 | 168.67 | 171.26 | 163.73 | 162.66 | 168.32 | 162.55 | 162.1 | 187.11
| 2059 | 24.71 | 23.77 | 25.97 | 25.91 | 22.93 | 24.86 | 26.25 | 22.75 | 20.25 | 24.76 | 19.44 | 19.44 | 49.76 | 54.45 | 39.56 | 42.49 | 47.38 | 42.49 | 52.43 | 54.45 | 78.85 | 47.38 | 67.93 | 42.49 | 147.15 | 138.75 | 121.87 | 128.58 | 189.28 | 104.43 | 97 | 95.06 | 85.72 | 82.41 | 80.74 | 116.26 | 196.87 | 339.05 | 3008.35 | 48.23 | 194.47 | 335.27 | 54.23 | 64.24 | 68.96 | 72.36 | 62.11 | 59.83 | 63.55 | 87.9 | 87.9 | 87.9 | 128.63 | 128.63 | 124.69 | 126.67 | 128.92 | 122.86 | 120.32 | 125.98 | 121.56 | 169.93 | 169.93 | 165.99 | 167.97 | 170.57 | 163.05 | 161.97 | 167.63 | 161.87 | 161.44 | 186.29
| 2060 | 24.03 | 23.11 | 25.25 | 25.19 | 22.29 | 24.17 | 25.52 | 22.12 | 19.57 | 24.08 | 18.79 | 18.79 | 48.66 | 53.66 | 38.92 | 41.88 | 46.69 | 41.88 | 51.68 | 53.66 | 78.09 | 46.69 | 67.27 | 41.88 | 145.25 | 136.96 | 120.3 | 126.91 | 188.6 | 102.6 | 95.16 | 93.24 | 84.05 | 80.73 | 79.09 | 116.26 | 194.01 | 333.23 | 2956.51 | 47.99 | 193.06 | 332.29 | 53.75 | 63.76 | 68.48 | 71.88 | 61.63 | 59.36 | 63.08 | 87.43 | 87.43 | 87.43 | 128.12 | 128.12 | 124.18 | 126.16 | 128.42 | 122.38 | 119.82 | 125.48 | 121.07 | 169.22 | 169.22 | 165.28 | 167.26 | 169.88 | 162.37 | 161.28 | 166.94 | 161.19 | 160.77 | 185.48
19 | Nominal PPA, $/MWh
| 2023 | 45.75 | 42.81 | 49.68 | 49.5 | 40.17 | 46.22 | 50.54 | 39.62 | 40.17 | 45.9 | 36.44 | 36.44 | 107.32 | 84.67 | 57.45 | 59.59 | 69.84 | 59.59 | 80.45 | 84.67 | 123.57 | 69.84 | 103.96 | 59.59 | 288.88 | 272.39 | 239.26 | 252.41 | 238.57 | 161.2 | 156.97 | 152.05 | 137.67 | 137.62 | 133.24 | 92.6 | 214.43 | 397.24 | 3660.39 | 75.37 | 315.79 | 570.01 | 76.31 | 92.65 | 100.36 | 105.91 | 89.17 | 85.48 | 91.56 | 131.32 | 131.32 | 131.32 | 142.56 | 142.56 | 136.87 | 139.73 | 137.85 | 131.53 | 125.43 | 133.6 | 130.82 | 193.92 | 193.92 | 188.56 | 191.25 | 185.31 | 178.18 | 173.62 | 181.31 | 178.97 | 178.27 | 229.16
| 2024 | 46.12 | 43.14 | 50.1 | 49.91 | 40.48 | 46.59 | 50.97 | 39.92 | 40.08 | 46.27 | 36.51 | 36.51 | 108.66 | 87.2 | 58.79 | 61.45 | 71.97 | 61.45 | 82.86 | 87.2 | 122.23 | 71.97 | 101.78 | 61.45 | 305.15 | 287.74 | 252.74 | 266.63 | 244.72 | 162.24 | 157.01 | 152.39 | 138.05 | 137.29 | 133.17 | 96.98 | 223.87 | 413.84 | 3799.88 | 76.84 | 322.44 | 581.87 | 73.83 | 88.75 | 95.78 | 100.85 | 85.57 | 81.97 | 87.52 | 123.8 | 123.8 | 123.8 | 144.29 | 144.29 | 139.01 | 141.66 | 140.8 | 134.06 | 129.27 | 136.86 | 133.33 | 195.15 | 195.15 | 190.12 | 192.65 | 188.64 | 180.88 | 177.64 | 184.87 | 181.38 | 180.58 | 227.4
| 2025 | 62.83 | 59.2 | 67.69 | 67.46 | 55.94 | 63.41 | 68.75 | 55.26 | 56.45 | 63.02 | 52.54 | 52.54 | 110.07 | 102.6 | 70.6 | 73.36 | 85.31 | 73.36 | 97.68 | 102.6 | 137.55 | 85.31 | 114.99 | 73.36 | 337.8 | 318.53 | 279.78 | 295.16 | 219.04 | 243.6 | 241.89 | 234.01 | 210.81 | 213.41 | 206.35 | 102 | 233.14 | 430.01 | 3934.54 | 78.29 | 329.26 | 594.09 | 83.64 | 98.75 | 105.88 | 111.01 | 95.54 | 91.32 | 96.94 | 133.7 | 133.7 | 133.7 | 147.58 | 147.58 | 142.24 | 144.92 | 145.07 | 137.93 | 133.41 | 141.08 | 136.95 | 198.33 | 198.33 | 193.23 | 195.79 | 193.62 | 185.27 | 182.48 | 189.8 | 185.29 | 184.65 | 228.52
| 2026 | 63.23 | 59.56 | 68.14 | 67.91 | 56.27 | 63.82 | 69.22 | 55.59 | 56.31 | 63.42 | 52.6 | 52.6 | 111.22 | 104.68 | 71.65 | 74.86 | 87.05 | 74.86 | 99.66 | 104.68 | 139.84 | 87.05 | 116.64 | 74.86 | 355.27 | 335 | 294.25 | 310.43 | 225.29 | 249.04 | 245.68 | 238.39 | 215.2 | 216.51 | 209.97 | 106.87 | 242.19 | 445.69 | 4063.93 | 79.58 | 335.37 | 604.76 | 84.74 | 99.96 | 107.15 | 112.32 | 96.72 | 92.32 | 97.98 | 135.01 | 135.01 | 135.01 | 150.5 | 150.5 | 145.11 | 147.81 | 149.02 | 141.47 | 137.25 | 144.99 | 140.23 | 200.83 | 200.83 | 195.67 | 198.26 | 197.94 | 189.01 | 186.67 | 194.08 | 188.56 | 188.07 | 229.86
| 2027 | 62.51 | 58.85 | 67.42 | 67.19 | 55.57 | 63.1 | 68.49 | 54.88 | 55.11 | 62.7 | 51.63 | 51.63 | 110.45 | 105.71 | 71.87 | 75.54 | 87.87 | 75.54 | 100.63 | 105.71 | 141.03 | 87.87 | 117.36 | 75.54 | 368.38 | 347.36 | 305.1 | 321.88 | 230.4 | 250.97 | 246.03 | 239.4 | 216.52 | 216.55 | 210.6 | 110.13 | 248.32 | 455.88 | 4144.75 | 80.38 | 338.22 | 609.28 | 85.13 | 100.44 | 107.67 | 112.87 | 97.18 | 92.61 | 98.31 | 135.55 | 135.55 | 135.55 | 151.55 | 151.55 | 146.11 | 148.84 | 151.09 | 143.21 | 139.23 | 147.03 | 141.71 | 201.01 | 201.01 | 195.8 | 198.42 | 199.91 | 190.48 | 188.54 | 196.02 | 189.57 | 189.28 | 228.95
| 2028 | 60.57 | 56.97 | 65.41 | 65.18 | 53.73 | 61.15 | 66.46 | 53.05 | 53.12 | 60.76 | 49.7 | 49.7 | 107.67 | 105.39 | 71.36 | 75.16 | 87.51 | 75.16 | 100.3 | 105.39 | 140.86 | 87.51 | 117.03 | 75.16 | 371.99 | 350.77 | 308.09 | 325.04 | 233.32 | 248.55 | 243.53 | 236.91 | 214.06 | 214.06 | 208.13 | 110.84 | 248.22 | 454.58 | 4125.46 | 81.05 | 340.85 | 613.21 | 84.75 | 100.11 | 107.36 | 112.58 | 96.84 | 92.26 | 97.98 | 135.37 | 135.37 | 135.37 | 150.76 | 150.76 | 145.29 | 148.04 | 150.3 | 142.4 | 138.38 | 146.22 | 140.89 | 198.28 | 198.28 | 193.03 | 195.67 | 197.25 | 187.82 | 185.79 | 193.32 | 186.88 | 186.68 | 222.87
| 2029 | 58.57 | 55.02 | 63.33 | 63.11 | 51.83 | 59.14 | 64.37 | 51.17 | 51.07 | 58.76 | 47.71 | 47.71 | 104.76 | 104.93 | 70.73 | 74.67 | 87.04 | 74.67 | 99.83 | 104.93 | 140.48 | 87.04 | 116.5 | 74.67 | 375.02 | 353.63 | 310.61 | 327.69 | 236.18 | 245.74 | 240.63 | 234.05 | 211.24 | 211.23 | 205.32 | 111.39 | 247.66 | 452.42 | 4098.67 | 81.71 | 342.89 | 616.02 | 84.2 | 99.6 | 106.87 | 112.1 | 96.32 | 91.75 | 97.47 | 134.94 | 134.94 | 134.94 | 149.84 | 149.84 | 144.36 | 147.11 | 149.41 | 141.49 | 137.43 | 145.31 | 139.97 | 195.55 | 195.55 | 190.26 | 192.92 | 194.59 | 185.18 | 183.06 | 190.64 | 184.2 | 184.09 | 217.32
| 2030 | 66.86 | 64.32 | 70.27 | 70.11 | 62.04 | 67.27 | 71.01 | 61.56 | 60.26 | 66.99 | 57.71 | 57.71 | 129.2 | 108.86 | 82.08 | 84.96 | 94.72 | 84.96 | 104.83 | 108.86 | 141.1 | 94.72 | 121.78 | 84.96 | 431.06 | 406.47 | 357.02 | 376.65 | 240.56 | 161.37 | 152.69 | 149.1 | 134.92 | 131.78 | 128.57 | 113.41 | 249.69 | 454.98 | 4112.18 | 82.75 | 347.42 | 623.27 | 95.62 | 109.36 | 115.85 | 120.51 | 106.44 | 102.79 | 107.9 | 141.33 | 141.33 | 141.33 | 150.66 | 150.66 | 145.07 | 147.88 | 150.23 | 142.24 | 138.01 | 146.05 | 140.67 | 194.7 | 194.7 | 189.31 | 192.02 | 193.81 | 184.35 | 182.04 | 189.78 | 183.31 | 183.3 | 214.2
| 2031 | 66.27 | 63.75 | 69.65 | 69.49 | 61.49 | 66.67 | 70.38 | 61.02 | 59.64 | 66.4 | 57.12 | 57.12 | 127.24 | 109.58 | 82.53 | 85.52 | 95.35 | 85.52 | 105.53 | 109.58 | 142.52 | 95.35 | 122.99 | 85.52 | 380.64 | 358.92 | 315.26 | 332.6 | 244.97 | 162.34 | 153.43 | 149.83 | 135.56 | 132.31 | 129.09 | 115.68 | 251.62 | 457.59 | 4135.88 | 83.83 | 352.17 | 631.1 | 96.62 | 110.64 | 117.25 | 122.01 | 107.65 | 103.95 | 109.17 | 143.27 | 143.27 | 143.27 | 151.88 | 151.88 | 146.17 | 149.04 | 151.43 | 143.36 | 138.97 | 147.16 | 141.75 | 194.76 | 194.76 | 189.26 | 192.02 | 193.89 | 184.38 | 181.89 | 189.78 | 183.28 | 183.36 | 212.37
| 2032 | 65.68 | 63.18 | 69.03 | 68.87 | 60.94 | 66.08 | 69.76 | 60.47 | 59.03 | 65.81 | 56.53 | 56.53 | 125.19 | 110.31 | 82.98 | 86.09 | 95.99 | 86.09 | 106.23 | 110.31 | 143.96 | 95.99 | 124.23 | 86.09 | 344.15 | 324.52 | 285.04 | 300.71 | 249.48 | 163.31 | 154.18 | 150.56 | 136.19 | 132.83 | 129.6 | 118 | 253.56 | 460.23 | 4159.88 | 84.98 | 357.18 | 639.32 | 97.64 | 111.94 | 118.68 | 123.54 | 108.89 | 105.14 | 110.46 | 145.24 | 145.24 | 145.24 | 153.17 | 153.17 | 147.34 | 150.27 | 152.69 | 144.56 | 139.98 | 148.34 | 142.89 | 194.97 | 194.97 | 189.36 | 192.18 | 194.11 | 184.56 | 181.88 | 189.92 | 183.39 | 183.55 | 210.87
| 2033 | 65.09 | 62.61 | 68.4 | 68.25 | 60.39 | 65.48 | 69.12 | 59.93 | 58.41 | 65.21 | 55.94 | 55.94 | 123.05 | 111.05 | 83.44 | 86.67 | 96.63 | 86.67 | 106.95 | 111.05 | 145.43 | 96.63 | 125.48 | 86.67 | 335.7 | 316.55 | 278.04 | 293.33 | 254.14 | 164.28 | 154.92 | 151.29 | 136.82 | 133.35 | 130.11 | 120.36 | 255.52 | 462.89 | 4184.18 | 86.08 | 362.03 | 647.29 | 98.68 | 113.26 | 120.14 | 125.1 | 110.16 | 106.35 | 111.78 | 147.25 | 147.25 | 147.25 | 154.52 | 154.52 | 148.58 | 151.56 | 154.02 | 145.81 | 141.06 | 149.58 | 144.09 | 195.3 | 195.3 | 189.59 | 192.46 | 194.46 | 184.85 | 181.98 | 190.19 | 183.63 | 183.87 | 209.65
| 2034 | 64.49 | 62.04 | 67.78 | 67.62 | 59.83 | 64.88 | 68.49 | 59.38 | 57.8 | 64.62 | 55.35 | 55.35 | 120.82 | 111.81 | 83.91 | 87.26 | 97.29 | 87.26 | 107.67 | 111.81 | 146.93 | 97.29 | 126.76 | 87.26 | 330.6 | 311.74 | 273.82 | 288.87 | 258.88 | 165.26 | 155.66 | 152.02 | 137.45 | 133.87 | 130.61 | 122.76 | 257.5 | 465.58 | 4208.78 | 87.24 | 367.15 | 655.65 | 99.74 | 114.61 | 121.63 | 126.68 | 111.44 | 107.58 | 113.12 | 149.3 | 149.3 | 149.3 | 155.93 | 155.93 | 149.87 | 152.91 | 155.4 | 147.11 | 142.18 | 150.88 | 145.35 | 195.76 | 195.76 | 189.93 | 192.86 | 194.92 | 185.25 | 182.18 | 190.56 | 183.97 | 184.29 | 208.65
| 2035 | 63.89 | 61.46 | 67.15 | 66.99 | 59.28 | 64.28 | 67.86 | 58.83 | 57.19 | 64.02 | 54.76 | 54.76 | 118.5 | 112.57 | 84.39 | 87.86 | 97.96 | 87.86 | 108.41 | 112.57 | 148.45 | 97.96 | 128.06 | 87.86 | 327.6 | 308.91 | 271.33 | 286.25 | 263.71 | 166.24 | 156.4 | 152.75 | 138.07 | 134.38 | 131.11 | 125.22 | 259.51 | 468.3 | 4233.68 | 88.41 | 372.11 | 663.75 | 100.81 | 115.99 | 123.14 | 128.3 | 112.76 | 108.84 | 114.48 | 151.39 | 151.39 | 151.39 | 157.4 | 157.4 | 151.22 | 154.32 | 156.84 | 148.47 | 143.35 | 152.22 | 146.66 | 196.32 | 196.32 | 190.37 | 193.36 | 195.47 | 185.75 | 182.48 | 191.02 | 184.41 | 184.81 | 207.84
| 2036 | 63.69 | 61.26 | 66.93 | 66.78 | 59.09 | 64.07 | 67.64 | 58.64 | 56.84 | 63.81 | 54.43 | 54.43 | 118.74 | 113.35 | 84.87 | 88.46 | 98.63 | 88.46 | 109.16 | 113.35 | 150 | 98.63 | 129.38 | 88.46 | 312.5 | 294.67 | 258.82 | 273.05 | 268.58 | 167.23 | 157.15 | 153.47 | 138.7 | 134.89 | 131.61 | 127.72 | 261.54 | 471.05 | 4258.9 | 89.73 | 377.35 | 672.26 | 101.91 | 117.39 | 124.69 | 129.94 | 114.09 | 110.12 | 115.88 | 153.52 | 153.52 | 153.52 | 160 | 160 | 153.7 | 156.87 | 159.46 | 150.93 | 145.7 | 154.75 | 149.08 | 199.53 | 199.53 | 193.46 | 196.51 | 198.7 | 188.79 | 185.45 | 194.16 | 187.42 | 187.84 | 211.19
| 2037 | 63.49 | 61.08 | 66.73 | 66.58 | 58.91 | 63.88 | 67.43 | 58.46 | 56.5 | 63.62 | 54.11 | 54.11 | 118.96 | 114.14 | 85.36 | 89.08 | 99.32 | 89.08 | 109.92 | 114.14 | 151.58 | 99.32 | 130.72 | 89.08 | 304 | 286.66 | 251.79 | 265.63 | 281.42 | 178.77 | 168.17 | 164.51 | 148.88 | 144.65 | 141.4 | 139.73 | 286.28 | 515.07 | 4636.24 | 91.11 | 382.44 | 680.54 | 103.03 | 118.81 | 126.26 | 131.62 | 115.45 | 111.42 | 117.29 | 155.7 | 155.7 | 155.7 | 172.4 | 172.4 | 166.09 | 169.26 | 172.13 | 163.27 | 158.35 | 167.41 | 161.35 | 216.34 | 216.34 | 210.26 | 213.31 | 215.87 | 205.51 | 202.58 | 211.32 | 204.05 | 204.18 | 231.43
| 2038 | 63.31 | 60.9 | 66.54 | 66.39 | 58.74 | 63.7 | 67.24 | 58.29 | 56.17 | 63.44 | 53.8 | 53.8 | 119.15 | 114.94 | 85.85 | 89.7 | 100.01 | 89.7 | 110.69 | 114.94 | 153.18 | 100.01 | 132.1 | 89.7 | 298.93 | 281.88 | 247.59 | 261.2 | 295.15 | 191.16 | 180.15 | 176.44 | 159.84 | 155.27 | 152 | 153.03 | 313.97 | 564.28 | 5057.13 | 92.51 | 387.8 | 689.2 | 104.16 | 120.26 | 127.86 | 133.33 | 116.84 | 112.75 | 118.74 | 157.91 | 157.91 | 157.91 | 186.08 | 186.08 | 179.77 | 182.94 | 186.01 | 176.82 | 172.24 | 181.29 | 174.86 | 235.3 | 235.3 | 229.2 | 232.27 | 235.15 | 224.31 | 221.84 | 230.6 | 222.78 | 222.56 | 254.19
| 2039 | 63.14 | 60.74 | 66.36 | 66.21 | 58.58 | 63.52 | 67.06 | 58.13 | 55.85 | 63.27 | 53.5 | 53.5 | 119.32 | 115.75 | 86.35 | 90.33 | 100.72 | 90.33 | 111.47 | 115.75 | 154.81 | 100.72 | 133.49 | 90.33 | 295.94 | 279.06 | 245.11 | 258.59 | 320.98 | 219.25 | 208.29 | 204.18 | 185.12 | 180.47 | 176.89 | 182.78 | 382.43 | 687.17 | 6104.65 | 93.91 | 393.22 | 697.92 | 105.32 | 121.74 | 129.49 | 135.07 | 118.25 | 114.1 | 120.21 | 160.16 | 160.16 | 160.16 | 216.82 | 216.82 | 210.67 | 213.76 | 216.88 | 207.18 | 203.46 | 212.29 | 205.26 | 280.07 | 280.07 | 274.08 | 277.09 | 280.61 | 268.82 | 267.53 | 276.13 | 267.16 | 266.02 | 308.39
| 2040 | 62.98 | 60.58 | 66.19 | 66.04 | 58.43 | 63.36 | 66.89 | 57.99 | 55.53 | 63.1 | 53.2 | 53.2 | 119.46 | 116.57 | 86.86 | 90.98 | 101.43 | 90.98 | 112.26 | 116.57 | 156.47 | 101.43 | 134.91 | 90.98 | 294.35 | 277.56 | 243.8 | 257.2 | 326.47 | 220.42 | 209.2 | 205.07 | 185.89 | 181.12 | 177.53 | 186.44 | 385.21 | 690.81 | 6136.22 | 95.35 | 398.45 | 706.35 | 106.5 | 123.25 | 131.15 | 136.84 | 119.68 | 115.48 | 121.71 | 162.46 | 162.46 | 162.46 | 220.31 | 220.31 | 214.04 | 217.19 | 220.4 | 210.52 | 206.7 | 215.71 | 208.55 | 284.54 | 284.54 | 278.43 | 281.5 | 285.11 | 273.1 | 271.77 | 280.54 | 271.4 | 270.26 | 313.25
| 2041 | 62.83 | 60.44 | 66.03 | 65.88 | 58.3 | 63.21 | 66.73 | 57.85 | 55.23 | 62.96 | 52.92 | 52.92 | 119.58 | 117.4 | 87.38 | 91.63 | 102.16 | 91.63 | 113.06 | 117.4 | 158.16 | 102.16 | 136.36 | 91.63 | 293.77 | 277.01 | 243.31 | 256.69 | 332.16 | 221.59 | 210.12 | 205.97 | 186.67 | 181.77 | 178.16 | 190.17 | 388.01 | 694.48 | 6168.15 | 96.76 | 403.99 | 715.21 | 107.7 | 124.78 | 132.85 | 138.65 | 121.15 | 116.88 | 123.24 | 164.8 | 164.8 | 164.8 | 223.86 | 223.86 | 217.47 | 220.68 | 223.97 | 213.91 | 210 | 219.19 | 211.89 | 289.08 | 289.08 | 282.84 | 285.97 | 289.68 | 277.45 | 276.08 | 285.03 | 275.71 | 274.58 | 318.17
| 2042 | 62.69 | 60.31 | 65.89 | 65.74 | 58.17 | 63.07 | 66.58 | 57.72 | 54.94 | 62.82 | 52.64 | 52.64 | 119.66 | 118.25 | 87.91 | 92.29 | 102.9 | 92.29 | 113.88 | 118.25 | 159.87 | 102.9 | 137.83 | 92.29 | 293.96 | 277.19 | 243.47 | 256.86 | 337.78 | 222.77 | 211.03 | 206.86 | 187.43 | 182.41 | 178.79 | 193.97 | 390.84 | 698.18 | 6200.43 | 98.24 | 409.33 | 723.76 | 108.92 | 126.35 | 134.57 | 140.49 | 122.64 | 118.31 | 124.79 | 167.19 | 167.19 | 167.19 | 227.47 | 227.47 | 220.95 | 224.23 | 227.6 | 217.35 | 213.36 | 222.73 | 215.29 | 293.69 | 293.69 | 287.33 | 290.52 | 294.33 | 281.87 | 280.45 | 289.58 | 280.09 | 278.96 | 323.18
| 2043 | 62.57 | 60.19 | 65.75 | 65.6 | 58.05 | 62.95 | 66.45 | 57.61 | 54.66 | 62.69 | 52.38 | 52.38 | 119.72 | 119.11 | 88.44 | 92.96 | 103.64 | 92.96 | 114.7 | 119.11 | 161.62 | 103.64 | 139.32 | 92.96 | 294.75 | 277.93 | 244.12 | 257.54 | 343.62 | 223.94 | 211.94 | 207.76 | 188.2 | 183.05 | 179.41 | 197.85 | 393.7 | 701.92 | 6233.07 | 99.74 | 414.99 | 732.76 | 110.17 | 127.94 | 136.33 | 142.37 | 124.16 | 119.76 | 126.38 | 169.62 | 169.62 | 169.62 | 231.14 | 231.14 | 224.49 | 227.83 | 231.29 | 220.85 | 216.76 | 226.32 | 218.74 | 298.37 | 298.37 | 291.89 | 295.14 | 299.05 | 286.37 | 284.9 | 294.21 | 284.54 | 283.41 | 328.27
| 2044 | 62.45 | 60.07 | 65.63 | 65.48 | 57.94 | 62.83 | 66.33 | 57.5 | 54.38 | 62.57 | 52.12 | 52.12 | 119.75 | 119.98 | 88.98 | 93.64 | 104.4 | 93.64 | 115.54 | 119.98 | 163.4 | 104.4 | 140.85 | 93.64 | 296.03 | 279.14 | 245.18 | 258.66 | 349.49 | 225.13 | 212.86 | 208.65 | 188.96 | 183.68 | 180.03 | 201.81 | 396.59 | 705.7 | 6266.09 | 101.26 | 420.44 | 741.42 | 111.43 | 129.56 | 138.12 | 144.28 | 125.7 | 121.24 | 127.99 | 172.1 | 172.1 | 172.1 | 234.87 | 234.87 | 228.08 | 231.49 | 235.05 | 224.41 | 220.23 | 229.98 | 222.25 | 303.13 | 303.13 | 296.52 | 299.84 | 303.85 | 290.93 | 289.41 | 298.91 | 289.06 | 287.94 | 333.44
| 2045 | 62.34 | 59.97 | 65.52 | 65.37 | 57.84 | 62.72 | 66.21 | 57.4 | 54.12 | 62.47 | 51.87 | 51.87 | 119.74 | 120.86 | 89.52 | 94.32 | 105.17 | 94.32 | 116.39 | 120.86 | 165.2 | 105.17 | 142.4 | 94.32 | 297.72 | 280.73 | 246.58 | 260.14 | 355.38 | 226.31 | 213.77 | 209.54 | 189.72 | 184.31 | 180.64 | 205.85 | 399.5 | 709.51 | 6299.48 | 102.76 | 426.24 | 750.62 | 112.72 | 131.21 | 139.94 | 146.22 | 127.28 | 122.75 | 129.63 | 174.63 | 174.63 | 174.63 | 238.66 | 238.66 | 231.74 | 235.22 | 238.87 | 228.03 | 223.75 | 233.69 | 225.82 | 307.97 | 307.97 | 301.23 | 304.62 | 308.73 | 295.57 | 294 | 303.69 | 293.66 | 292.54 | 338.69
| 2046 | 62.25 | 59.88 | 65.42 | 65.27 | 57.75 | 62.63 | 66.11 | 57.31 | 53.87 | 62.37 | 51.63 | 51.63 | 119.71 | 121.75 | 90.07 | 95.02 | 105.95 | 95.02 | 117.25 | 121.75 | 167.04 | 105.95 | 143.97 | 95.02 | 299.76 | 282.66 | 248.27 | 261.93 | 361.39 | 227.5 | 214.67 | 210.42 | 190.48 | 184.94 | 181.25 | 209.96 | 402.45 | 713.36 | 6333.26 | 104.29 | 431.81 | 759.39 | 114.03 | 132.9 | 141.8 | 148.21 | 128.88 | 124.29 | 131.31 | 177.2 | 177.2 | 177.2 | 242.52 | 242.52 | 235.45 | 239 | 242.74 | 231.71 | 227.33 | 237.47 | 229.45 | 312.89 | 312.89 | 306.01 | 309.47 | 313.69 | 300.29 | 298.67 | 308.55 | 298.33 | 297.21 | 344.02
| 2047 | 62.16 | 59.8 | 65.33 | 65.18 | 57.67 | 62.54 | 66.02 | 57.23 | 53.62 | 62.29 | 51.4 | 51.4 | 119.64 | 122.66 | 90.64 | 95.73 | 106.73 | 95.73 | 118.12 | 122.66 | 168.91 | 106.73 | 145.58 | 95.73 | 302.11 | 284.88 | 250.22 | 263.98 | 367.56 | 228.69 | 215.58 | 211.31 | 191.23 | 185.55 | 181.85 | 214.16 | 405.42 | 717.24 | 6367.43 | 105.87 | 437.7 | 768.66 | 115.37 | 134.61 | 143.69 | 150.22 | 130.51 | 125.85 | 133.01 | 179.83 | 179.83 | 179.83 | 246.43 | 246.43 | 239.23 | 242.85 | 246.69 | 235.44 | 230.96 | 241.31 | 233.13 | 317.89 | 317.89 | 310.87 | 314.39 | 318.73 | 305.08 | 303.4 | 313.48 | 303.07 | 301.97 | 349.44
| 2048 | 62.09 | 59.73 | 65.25 | 65.1 | 57.61 | 62.46 | 65.94 | 57.17 | 53.38 | 62.21 | 51.18 | 51.18 | 119.53 | 123.58 | 91.2 | 96.45 | 107.53 | 96.45 | 119.01 | 123.58 | 170.81 | 107.53 | 147.21 | 96.45 | 304.74 | 287.35 | 252.4 | 266.27 | 373.76 | 229.88 | 216.48 | 212.19 | 191.98 | 186.16 | 182.44 | 218.44 | 408.42 | 721.17 | 6402 | 107.48 | 443.37 | 777.55 | 116.73 | 136.35 | 145.61 | 152.28 | 132.18 | 127.45 | 134.75 | 182.5 | 182.5 | 182.5 | 250.41 | 250.41 | 243.06 | 246.76 | 250.7 | 239.24 | 234.65 | 245.21 | 236.88 | 322.97 | 322.97 | 315.81 | 319.4 | 323.85 | 309.95 | 308.22 | 318.5 | 307.89 | 306.79 | 354.95
| 2049 | 62.02 | 59.66 | 65.18 | 65.03 | 57.55 | 62.4 | 65.87 | 57.11 | 53.15 | 62.15 | 50.96 | 50.96 | 119.39 | 124.51 | 91.78 | 97.17 | 108.34 | 97.17 | 119.91 | 124.51 | 172.74 | 108.34 | 148.87 | 97.17 | 307.61 | 290.06 | 254.78 | 268.79 | 379.99 | 231.07 | 217.38 | 213.06 | 192.72 | 186.76 | 183.03 | 222.81 | 411.45 | 725.13 | 6436.98 | 109.1 | 449.39 | 786.93 | 118.11 | 138.13 | 147.58 | 154.38 | 133.87 | 129.07 | 136.52 | 185.22 | 185.22 | 185.22 | 254.46 | 254.46 | 246.96 | 250.73 | 254.77 | 243.1 | 238.41 | 249.17 | 240.68 | 328.13 | 328.13 | 320.82 | 324.49 | 329.06 | 314.9 | 313.11 | 323.6 | 312.79 | 311.7 | 360.55
| 2050 | 61.97 | 59.61 | 65.13 | 64.98 | 57.49 | 62.34 | 65.81 | 57.06 | 52.93 | 62.09 | 50.76 | 50.76 | 119.21 | 125.46 | 92.36 | 97.91 | 109.17 | 97.91 | 120.81 | 125.46 | 174.71 | 109.17 | 150.56 | 97.91 | 310.71 | 292.98 | 257.34 | 271.49 | 385.69 | 232.27 | 218.27 | 213.93 | 193.46 | 187.36 | 183.6 | 227.27 | 414.51 | 729.13 | 6472.36 | 110.7 | 455.17 | 795.92 | 119.52 | 139.94 | 149.57 | 156.51 | 135.59 | 130.72 | 138.32 | 188 | 188 | 188 | 258.57 | 258.57 | 250.93 | 254.77 | 258.91 | 247.03 | 242.22 | 253.2 | 244.55 | 333.37 | 333.37 | 325.92 | 329.67 | 334.35 | 319.93 | 318.08 | 328.78 | 317.77 | 316.69 | 366.23
| 2051 | 61.81 | 59.46 | 64.96 | 64.81 | 57.35 | 62.18 | 65.64 | 56.91 | 52.6 | 61.93 | 50.44 | 50.44 | 119.37 | 126.34 | 92.89 | 98.6 | 109.93 | 98.6 | 121.66 | 126.34 | 176.63 | 109.93 | 152.22 | 98.6 | 313.26 | 295.38 | 259.45 | 273.72 | 392.05 | 233.33 | 219.02 | 214.66 | 194.07 | 187.81 | 184.04 | 231.82 | 417.38 | 732.65 | 6503.32 | 112.38 | 461.13 | 805.15 | 120.91 | 141.73 | 151.56 | 158.64 | 137.3 | 132.36 | 140.11 | 190.78 | 190.78 | 190.78 | 262.74 | 262.74 | 254.94 | 258.86 | 263.11 | 251 | 246.09 | 257.28 | 248.47 | 338.68 | 338.68 | 331.08 | 334.9 | 339.7 | 325.02 | 323.12 | 334.03 | 322.81 | 321.73 | 371.98
| 2052 | 61.62 | 59.27 | 64.76 | 64.61 | 57.17 | 61.99 | 65.44 | 56.73 | 52.23 | 61.74 | 50.1 | 50.1 | 119.49 | 127.2 | 93.4 | 99.27 | 110.68 | 99.27 | 122.5 | 127.2 | 178.57 | 110.68 | 153.88 | 99.27 | 315.78 | 297.76 | 261.54 | 275.92 | 398.5 | 234.33 | 219.7 | 215.33 | 194.62 | 188.21 | 184.43 | 236.45 | 420.2 | 736.02 | 6532.93 | 114.09 | 467.14 | 814.42 | 122.3 | 143.54 | 153.57 | 160.78 | 139.02 | 134 | 141.91 | 193.59 | 193.59 | 193.59 | 266.97 | 266.97 | 259.01 | 263.01 | 267.37 | 255.04 | 250.01 | 261.43 | 252.45 | 344.07 | 344.07 | 336.32 | 340.21 | 345.14 | 330.18 | 328.22 | 339.35 | 327.93 | 326.86 | 377.82
| 2053 | 61.39 | 59.05 | 64.52 | 64.37 | 56.96 | 61.76 | 65.2 | 56.52 | 51.83 | 61.51 | 49.72 | 49.72 | 119.56 | 128.05 | 93.89 | 99.94 | 111.42 | 99.94 | 123.31 | 128.05 | 180.51 | 111.42 | 155.54 | 99.94 | 318.27 | 300.12 | 263.61 | 278.1 | 405.05 | 235.28 | 220.33 | 215.94 | 195.11 | 188.55 | 184.76 | 241.18 | 422.96 | 739.23 | 6561.13 | 115.81 | 473.21 | 823.74 | 123.7 | 145.37 | 155.59 | 162.95 | 140.75 | 135.66 | 143.73 | 196.44 | 196.44 | 196.44 | 271.26 | 271.26 | 263.14 | 267.22 | 271.7 | 259.13 | 253.99 | 265.64 | 256.48 | 349.54 | 349.54 | 341.63 | 345.61 | 350.66 | 335.43 | 333.4 | 344.76 | 333.12 | 332.06 | 383.74
| 2054 | 61.13 | 58.81 | 64.25 | 64.1 | 56.72 | 61.5 | 64.93 | 56.29 | 51.39 | 61.25 | 49.3 | 49.3 | 119.59 | 128.88 | 94.37 | 100.59 | 112.15 | 100.59 | 124.12 | 128.88 | 182.45 | 112.15 | 157.21 | 100.59 | 320.74 | 302.44 | 265.65 | 280.26 | 411.71 | 236.18 | 220.9 | 216.49 | 195.55 | 188.82 | 185.02 | 246 | 425.67 | 742.27 | 6587.84 | 117.56 | 479.33 | 833.11 | 125.11 | 147.21 | 157.64 | 165.14 | 142.5 | 137.34 | 145.56 | 199.33 | 199.33 | 199.33 | 275.62 | 275.62 | 267.34 | 271.5 | 276.09 | 263.29 | 258.02 | 269.91 | 260.58 | 355.09 | 355.09 | 347.03 | 351.08 | 356.26 | 340.75 | 338.66 | 350.24 | 338.38 | 337.33 | 389.74
| 2055 | 60.84 | 58.52 | 63.94 | 63.79 | 56.45 | 61.21 | 64.62 | 56.02 | 50.91 | 60.96 | 48.85 | 48.85 | 119.57 | 129.7 | 94.83 | 101.22 | 112.86 | 101.22 | 124.9 | 129.7 | 184.4 | 112.86 | 158.89 | 101.22 | 323.19 | 304.75 | 267.68 | 282.39 | 418.47 | 237.02 | 221.4 | 216.97 | 195.92 | 189.04 | 185.22 | 250.92 | 428.32 | 745.14 | 6612.99 | 119.34 | 485.51 | 842.53 | 126.52 | 149.06 | 159.7 | 167.36 | 144.26 | 139.02 | 147.41 | 202.26 | 202.26 | 202.26 | 280.04 | 280.04 | 271.6 | 275.84 | 280.55 | 267.51 | 262.12 | 274.24 | 264.74 | 360.72 | 360.72 | 352.5 | 356.63 | 361.95 | 346.15 | 344 | 355.81 | 343.72 | 342.69 | 395.84
| 2056 | 60.51 | 58.21 | 63.59 | 63.45 | 56.14 | 60.88 | 64.27 | 55.71 | 50.39 | 60.63 | 48.36 | 48.36 | 119.51 | 130.49 | 95.27 | 101.84 | 113.55 | 101.84 | 125.67 | 130.49 | 186.36 | 113.55 | 160.57 | 101.84 | 325.6 | 307.02 | 269.67 | 284.5 | 425.34 | 237.8 | 221.83 | 217.39 | 196.24 | 189.18 | 185.36 | 255.94 | 430.9 | 747.83 | 6636.51 | 121.14 | 491.74 | 851.99 | 127.94 | 150.93 | 161.78 | 169.6 | 146.04 | 140.72 | 149.28 | 205.22 | 205.22 | 205.22 | 284.53 | 284.53 | 275.92 | 280.24 | 285.08 | 271.79 | 266.28 | 278.64 | 268.96 | 366.44 | 366.44 | 358.05 | 362.26 | 367.72 | 351.63 | 349.41 | 361.45 | 349.15 | 348.12 | 402.02
| 2057 | 60.14 | 57.85 | 63.21 | 63.06 | 55.8 | 60.51 | 63.88 | 55.38 | 49.83 | 60.26 | 47.83 | 47.83 | 119.39 | 131.27 | 95.68 | 102.45 | 114.22 | 102.45 | 126.41 | 131.27 | 188.32 | 114.22 | 162.25 | 102.45 | 327.98 | 309.26 | 271.64 | 286.58 | 432.31 | 238.51 | 222.19 | 217.74 | 196.48 | 189.26 | 185.43 | 261.06 | 433.41 | 750.33 | 6658.33 | 122.96 | 498.03 | 861.49 | 129.37 | 152.82 | 163.89 | 171.85 | 147.83 | 142.43 | 151.16 | 208.22 | 208.22 | 208.22 | 289.09 | 289.09 | 280.3 | 284.72 | 289.67 | 276.14 | 270.5 | 283.11 | 273.24 | 372.24 | 372.24 | 363.68 | 367.98 | 373.58 | 357.19 | 354.9 | 367.18 | 354.65 | 353.64 | 408.29
| 2058 | 59.74 | 57.46 | 62.78 | 62.64 | 55.43 | 60.1 | 63.45 | 55 | 49.23 | 59.86 | 47.26 | 47.26 | 119.22 | 132.02 | 96.08 | 103.04 | 114.88 | 103.04 | 127.14 | 132.02 | 190.28 | 114.88 | 163.94 | 103.04 | 330.32 | 311.47 | 273.58 | 288.63 | 439.39 | 239.16 | 222.47 | 218.01 | 196.66 | 189.26 | 185.43 | 266.28 | 435.85 | 752.63 | 6678.37 | 124.81 | 504.37 | 871.03 | 130.8 | 154.72 | 166.01 | 174.14 | 149.63 | 144.15 | 153.05 | 211.26 | 211.26 | 211.26 | 293.71 | 293.71 | 284.75 | 289.25 | 294.34 | 280.55 | 274.78 | 287.65 | 277.59 | 378.13 | 378.13 | 369.4 | 373.78 | 379.52 | 362.83 | 360.47 | 373 | 360.23 | 359.23 | 414.65
| 2059 | 59.29 | 57.04 | 62.31 | 62.17 | 55.01 | 59.65 | 62.97 | 54.59 | 48.59 | 59.41 | 46.65 | 46.65 | 119 | 132.75 | 96.45 | 103.61 | 115.52 | 103.61 | 127.84 | 132.75 | 192.25 | 115.52 | 165.62 | 103.61 | 332.63 | 313.65 | 275.49 | 290.64 | 446.58 | 239.73 | 222.68 | 218.21 | 196.77 | 189.19 | 185.35 | 271.61 | 438.22 | 754.72 | 6696.54 | 126.68 | 510.77 | 880.6 | 132.24 | 156.64 | 168.15 | 176.44 | 151.44 | 145.89 | 154.97 | 214.34 | 214.34 | 214.34 | 298.41 | 298.41 | 289.27 | 293.86 | 299.08 | 285.03 | 279.13 | 292.25 | 282 | 384.1 | 384.1 | 375.19 | 379.67 | 385.55 | 368.55 | 366.12 | 378.9 | 365.89 | 364.91 | 421.1
| 2060 | 58.8 | 56.57 | 61.8 | 61.66 | 54.56 | 59.16 | 62.45 | 54.14 | 47.89 | 58.92 | 45.99 | 45.99 | 118.72 | 133.46 | 96.81 | 104.16 | 116.13 | 104.16 | 128.53 | 133.46 | 194.22 | 116.13 | 167.32 | 104.16 | 334.89 | 315.79 | 277.37 | 292.62 | 453.89 | 240.24 | 222.81 | 218.33 | 196.8 | 189.04 | 185.19 | 277.04 | 440.51 | 756.59 | 6712.77 | 128.58 | 517.22 | 890.21 | 133.68 | 158.57 | 170.31 | 178.77 | 153.27 | 147.63 | 156.89 | 217.45 | 217.45 | 217.45 | 303.17 | 303.17 | 293.85 | 298.54 | 303.88 | 289.58 | 283.54 | 296.92 | 286.48 | 390.16 | 390.16 | 381.07 | 385.64 | 391.68 | 374.36 | 371.85 | 384.89 | 371.64 | 370.67 | 427.64
20 | Nominal Levelized Fixed Cost, $/kW-yr
| 2023 | 196.43 | 196.43 | 196.43 | 196.43 | 196.43 | 196.43 | 196.43 | 196.43 | 172.91 | 196.43 | 169.22 | 169.22 | 188.18 | 226.52 | 203.2 | 226.52 | 226.52 | 226.52 | 226.52 | 226.52 | 315.33 | 226.52 | 297.88 | 226.52 | 1132.3 | 1132.3 | 1132.3 | 1132.3 | 756.89 | 180.04 | 175.32 | 169.82 | 307.53 | 307.41 | 297.63 | 200.79 | 450.31 | 572.02 | 658.87 | 233.18 | 217.78 | 428.75 | 311.83 | 360.45 | 383.39 | 399.91 | 350.1 | 355.66 | 374.89 | 500.64 | 500.64 | 500.64 | 944.63 | 944.63 | 906.92 | 925.86 | 913.41 | 871.51 | 831.11 | 885.24 | 866.84 | 1310 | 1310 | 1273.82 | 1291.99 | 1251.83 | 1203.67 | 1172.86 | 1224.8 | 1209.03 | 1204.27 | 1548.05
| 2024 | 198.97 | 198.97 | 198.97 | 198.97 | 198.97 | 198.97 | 198.97 | 198.97 | 174.12 | 198.97 | 170.9 | 170.9 | 192.12 | 231.88 | 206.94 | 231.88 | 231.88 | 231.88 | 231.88 | 231.88 | 312.69 | 231.88 | 293.25 | 231.88 | 1196.09 | 1196.09 | 1196.09 | 1196.09 | 777.98 | 181.2 | 175.36 | 170.2 | 308.37 | 306.67 | 297.48 | 211.47 | 470.14 | 595.93 | 683.98 | 237.82 | 222.33 | 437.65 | 305.04 | 349.29 | 370.16 | 385.2 | 339.86 | 345.01 | 362.51 | 476.94 | 476.94 | 476.94 | 956.1 | 956.1 | 921.08 | 938.67 | 932.98 | 888.27 | 856.55 | 906.82 | 883.47 | 1318.36 | 1318.36 | 1284.32 | 1301.42 | 1274.31 | 1221.93 | 1200.02 | 1248.89 | 1225.28 | 1219.89 | 1536.18
| 2025 | 242.65 | 242.65 | 242.65 | 242.65 | 242.65 | 242.65 | 242.65 | 242.65 | 216.29 | 242.65 | 212.79 | 212.79 | 195.68 | 262.49 | 235.65 | 262.49 | 262.49 | 262.49 | 262.49 | 262.49 | 344.11 | 262.49 | 322.91 | 262.49 | 1324.07 | 1324.07 | 1324.07 | 1324.07 | 592.6 | 272.07 | 270.17 | 261.37 | 470.9 | 476.72 | 460.96 | 222.64 | 489.59 | 619.21 | 708.22 | 242.46 | 227.05 | 446.83 | 334.52 | 379.21 | 400.3 | 415.48 | 369.69 | 374.76 | 392.43 | 508.01 | 508.01 | 508.01 | 977.87 | 977.87 | 942.47 | 960.25 | 961.28 | 913.91 | 884 | 934.83 | 907.43 | 1339.84 | 1339.84 | 1305.36 | 1322.68 | 1307.96 | 1251.56 | 1232.7 | 1282.2 | 1251.74 | 1247.36 | 1543.79
| 2026 | 244.73 | 244.73 | 244.73 | 244.73 | 244.73 | 244.73 | 244.73 | 244.73 | 216.89 | 244.73 | 213.98 | 213.98 | 198.81 | 267.4 | 239.12 | 267.4 | 267.4 | 267.4 | 267.4 | 267.4 | 349.53 | 267.4 | 327.44 | 267.4 | 1392.56 | 1392.56 | 1392.56 | 1392.56 | 612.78 | 278.16 | 274.4 | 266.26 | 480.72 | 483.63 | 469.04 | 233.47 | 508.6 | 641.79 | 731.51 | 246.35 | 231.18 | 454.77 | 338.99 | 383.95 | 405.17 | 420.45 | 374.38 | 379.07 | 396.86 | 513.15 | 513.15 | 513.15 | 997.22 | 997.22 | 961.49 | 979.44 | 987.43 | 937.42 | 909.44 | 960.74 | 929.21 | 1356.7 | 1356.7 | 1321.83 | 1339.35 | 1337.17 | 1276.84 | 1261.07 | 1311.13 | 1273.83 | 1270.53 | 1552.8
| 2027 | 243.89 | 243.89 | 243.89 | 243.89 | 243.89 | 243.89 | 243.89 | 243.89 | 214.79 | 243.89 | 212.49 | 212.49 | 198.5 | 270.2 | 240.59 | 270.2 | 270.2 | 270.2 | 270.2 | 270.2 | 352.69 | 270.2 | 329.86 | 270.2 | 1443.92 | 1443.92 | 1443.92 | 1443.92 | 627.56 | 280.31 | 274.8 | 267.39 | 483.67 | 483.73 | 470.44 | 240.78 | 521.48 | 656.47 | 746.05 | 247.78 | 232.68 | 457.72 | 341.34 | 386.5 | 407.82 | 423.16 | 376.89 | 381.15 | 399.01 | 515.82 | 515.82 | 515.82 | 1004.18 | 1004.18 | 968.17 | 986.26 | 1001.14 | 948.91 | 922.56 | 974.25 | 938.96 | 1357.94 | 1357.94 | 1322.74 | 1340.42 | 1350.5 | 1286.77 | 1273.67 | 1324.21 | 1280.61 | 1278.65 | 1546.67
| 2028 | 239.94 | 239.94 | 239.94 | 239.94 | 239.94 | 239.94 | 239.94 | 239.94 | 210.67 | 239.94 | 208.56 | 208.56 | 194.57 | 270.35 | 240.29 | 270.35 | 270.35 | 270.35 | 270.35 | 270.35 | 353.05 | 270.35 | 329.93 | 270.35 | 1458.08 | 1458.08 | 1458.08 | 1458.08 | 631.36 | 277.61 | 272 | 264.61 | 478.16 | 478.17 | 464.92 | 242.45 | 521.26 | 654.59 | 742.58 | 248.68 | 233.98 | 460.19 | 341.38 | 386.66 | 408.03 | 423.41 | 377.02 | 381.2 | 399.11 | 516.22 | 516.22 | 516.22 | 998.93 | 998.93 | 962.71 | 980.9 | 995.94 | 943.57 | 916.9 | 968.88 | 933.55 | 1339.46 | 1339.46 | 1303.99 | 1321.81 | 1332.5 | 1268.84 | 1255.07 | 1306 | 1262.44 | 1261.11 | 1505.59
| 2029 | 235.83 | 235.83 | 235.83 | 235.83 | 235.83 | 235.83 | 235.83 | 235.83 | 206.42 | 235.83 | 204.49 | 204.49 | 190.32 | 270.23 | 239.75 | 270.23 | 270.23 | 270.23 | 270.23 | 270.23 | 353 | 270.23 | 329.58 | 270.23 | 1469.98 | 1469.98 | 1469.98 | 1469.98 | 634.73 | 274.46 | 268.76 | 261.41 | 471.87 | 471.83 | 458.63 | 243.76 | 520.08 | 651.49 | 737.76 | 249.38 | 234.79 | 461.74 | 340.98 | 386.3 | 407.68 | 423.07 | 376.65 | 380.74 | 398.67 | 515.86 | 515.86 | 515.86 | 992.89 | 992.89 | 956.53 | 974.79 | 989.98 | 937.52 | 910.62 | 962.82 | 927.45 | 1321.02 | 1321.02 | 1285.33 | 1303.25 | 1314.53 | 1250.97 | 1236.63 | 1287.87 | 1244.36 | 1243.61 | 1468.07
| 2030 | 182.13 | 182.13 | 182.13 | 182.13 | 182.13 | 182.13 | 182.13 | 182.13 | 162.04 | 182.13 | 156.99 | 156.99 | 251.97 | 230.09 | 210.65 | 230.09 | 230.09 | 230.09 | 230.09 | 230.09 | 309.7 | 230.09 | 291.7 | 230.09 | 1739.36 | 1739.36 | 1739.36 | 1739.36 | 645.47 | 180.23 | 170.54 | 166.53 | 301.39 | 294.38 | 287.21 | 248.18 | 524.36 | 655.18 | 740.19 | 251.96 | 237.6 | 466.86 | 303.33 | 346.92 | 367.48 | 382.29 | 337.63 | 346.58 | 363.81 | 476.54 | 476.54 | 476.54 | 998.31 | 998.31 | 961.22 | 979.85 | 995.42 | 942.49 | 914.47 | 967.72 | 932.08 | 1315.29 | 1315.29 | 1278.89 | 1297.17 | 1309.25 | 1245.4 | 1229.79 | 1282.06 | 1238.32 | 1238.29 | 1447.04
| 2031 | 180.52 | 180.52 | 180.52 | 180.52 | 180.52 | 180.52 | 180.52 | 180.52 | 160.37 | 180.52 | 155.38 | 155.38 | 249.34 | 231.62 | 211.8 | 231.62 | 231.62 | 231.62 | 231.62 | 231.62 | 312.82 | 231.62 | 294.6 | 231.62 | 1535.92 | 1535.92 | 1535.92 | 1535.92 | 656.01 | 181.31 | 171.37 | 167.34 | 302.81 | 295.56 | 288.36 | 253.15 | 528.39 | 658.93 | 744.46 | 254.72 | 240.57 | 472.45 | 306.5 | 350.96 | 371.94 | 387.05 | 341.5 | 350.51 | 368.09 | 483.07 | 483.07 | 483.07 | 1006.38 | 1006.38 | 968.55 | 987.55 | 1003.38 | 949.95 | 920.81 | 975.12 | 939.23 | 1315.68 | 1315.68 | 1278.55 | 1297.2 | 1309.8 | 1245.61 | 1228.76 | 1282.07 | 1238.12 | 1238.66 | 1434.66
| 2032 | 178.9 | 178.9 | 178.9 | 178.9 | 178.9 | 178.9 | 178.9 | 178.9 | 158.72 | 178.9 | 153.77 | 153.77 | 246.5 | 233.17 | 212.96 | 233.17 | 233.17 | 233.17 | 233.17 | 233.17 | 315.99 | 233.17 | 297.55 | 233.17 | 1388.68 | 1388.68 | 1388.68 | 1388.68 | 666.9 | 182.4 | 172.2 | 168.16 | 304.22 | 296.72 | 289.5 | 258.21 | 532.47 | 662.73 | 748.78 | 257.66 | 243.73 | 478.33 | 309.74 | 355.09 | 376.48 | 391.89 | 345.43 | 354.52 | 372.45 | 489.73 | 489.73 | 489.73 | 1014.9 | 1014.9 | 976.32 | 995.7 | 1011.77 | 957.85 | 927.55 | 982.94 | 946.8 | 1317.08 | 1317.08 | 1279.21 | 1298.23 | 1311.31 | 1246.76 | 1228.65 | 1283.02 | 1238.88 | 1239.97 | 1424.54
| 2033 | 177.29 | 177.29 | 177.29 | 177.29 | 177.29 | 177.29 | 177.29 | 177.29 | 157.07 | 177.29 | 152.17 | 152.17 | 243.45 | 234.74 | 214.14 | 234.74 | 234.74 | 234.74 | 234.74 | 234.74 | 319.22 | 234.74 | 300.55 | 234.74 | 1354.57 | 1354.57 | 1354.57 | 1354.57 | 678.32 | 183.49 | 173.03 | 168.98 | 305.63 | 297.88 | 290.64 | 263.37 | 536.59 | 666.56 | 753.15 | 260.43 | 246.75 | 483.99 | 313.03 | 359.29 | 381.11 | 396.83 | 349.44 | 358.6 | 376.89 | 496.52 | 496.52 | 496.52 | 1023.86 | 1023.86 | 984.5 | 1004.27 | 1020.56 | 966.13 | 934.65 | 991.16 | 954.77 | 1319.38 | 1319.38 | 1280.75 | 1300.15 | 1313.66 | 1248.75 | 1229.35 | 1284.81 | 1240.48 | 1242.11 | 1416.28
| 2034 | 175.67 | 175.67 | 175.67 | 175.67 | 175.67 | 175.67 | 175.67 | 175.67 | 155.42 | 175.67 | 150.57 | 150.57 | 240.19 | 236.33 | 215.34 | 236.33 | 236.33 | 236.33 | 236.33 | 236.33 | 322.5 | 236.33 | 303.61 | 236.33 | 1334 | 1334 | 1334 | 1334 | 689.84 | 184.58 | 173.86 | 169.79 | 307.03 | 299.04 | 291.76 | 268.64 | 540.76 | 670.44 | 757.58 | 263.38 | 249.97 | 489.96 | 316.38 | 363.56 | 385.83 | 401.86 | 353.52 | 362.75 | 381.41 | 503.43 | 503.43 | 503.43 | 1033.2 | 1033.2 | 993.06 | 1013.23 | 1029.72 | 974.79 | 942.09 | 999.73 | 963.1 | 1322.45 | 1322.45 | 1283.05 | 1302.84 | 1316.75 | 1251.47 | 1230.74 | 1287.31 | 1242.81 | 1244.98 | 1409.53
| 2035 | 174.04 | 174.04 | 174.04 | 174.04 | 174.04 | 174.04 | 174.04 | 174.04 | 153.78 | 174.04 | 148.98 | 148.98 | 236.69 | 237.95 | 216.56 | 237.95 | 237.95 | 237.95 | 237.95 | 237.95 | 325.84 | 237.95 | 306.72 | 237.95 | 1321.91 | 1321.91 | 1321.91 | 1321.91 | 701.61 | 185.68 | 174.69 | 170.6 | 308.43 | 300.18 | 292.88 | 274.01 | 544.97 | 674.35 | 762.06 | 266.36 | 253.04 | 495.7 | 319.8 | 367.92 | 390.63 | 406.98 | 357.68 | 366.99 | 386.02 | 510.48 | 510.48 | 510.48 | 1042.93 | 1042.93 | 1001.98 | 1022.55 | 1039.22 | 983.79 | 949.85 | 1008.63 | 971.78 | 1326.22 | 1326.22 | 1286.03 | 1306.22 | 1320.48 | 1254.84 | 1232.76 | 1290.46 | 1245.79 | 1248.49 | 1404.05
| 2036 | 173.48 | 173.48 | 173.48 | 173.48 | 173.48 | 173.48 | 173.48 | 173.48 | 152.83 | 173.48 | 148.07 | 148.07 | 237.96 | 239.59 | 217.8 | 239.59 | 239.59 | 239.59 | 239.59 | 239.59 | 329.24 | 239.59 | 309.89 | 239.59 | 1260.95 | 1260.95 | 1260.95 | 1260.95 | 713.27 | 186.78 | 175.52 | 171.42 | 309.82 | 301.31 | 293.98 | 279.49 | 549.22 | 678.31 | 766.6 | 269.63 | 256.32 | 501.75 | 323.28 | 372.36 | 395.52 | 412.2 | 361.91 | 371.3 | 390.71 | 517.66 | 517.66 | 517.66 | 1060.21 | 1060.21 | 1018.45 | 1039.43 | 1056.6 | 1000.09 | 965.44 | 1025.4 | 987.8 | 1347.94 | 1347.94 | 1306.94 | 1327.54 | 1342.29 | 1275.39 | 1252.81 | 1311.66 | 1266.1 | 1268.97 | 1426.69
| 2037 | 172.95 | 172.95 | 172.95 | 172.95 | 172.95 | 172.95 | 172.95 | 172.95 | 151.92 | 172.95 | 147.2 | 147.2 | 239.18 | 241.26 | 219.05 | 241.26 | 241.26 | 241.26 | 241.26 | 241.26 | 332.7 | 241.26 | 313.11 | 241.26 | 1226.68 | 1226.68 | 1226.68 | 1226.68 | 778.37 | 199.67 | 187.83 | 183.74 | 332.57 | 323.12 | 315.86 | 311.29 | 601.18 | 741.71 | 834.52 | 273.1 | 259.45 | 507.6 | 326.82 | 376.89 | 400.51 | 417.52 | 366.22 | 375.7 | 395.5 | 524.98 | 524.98 | 524.98 | 1153.37 | 1153.37 | 1111.14 | 1132.36 | 1151.54 | 1092.27 | 1059.37 | 1120 | 1079.43 | 1473.1 | 1473.1 | 1431.66 | 1452.48 | 1469.87 | 1399.34 | 1379.42 | 1438.92 | 1389.4 | 1390.29 | 1575.83
| 2038 | 172.45 | 172.45 | 172.45 | 172.45 | 172.45 | 172.45 | 172.45 | 172.45 | 151.03 | 172.45 | 146.35 | 146.35 | 240.36 | 242.94 | 220.32 | 242.94 | 242.94 | 242.94 | 242.94 | 242.94 | 336.22 | 242.94 | 316.4 | 242.94 | 1206.21 | 1206.21 | 1206.21 | 1206.21 | 849.73 | 213.51 | 201.21 | 197.07 | 357.04 | 346.85 | 339.53 | 346.92 | 659.34 | 812.57 | 910.28 | 276.59 | 262.78 | 513.74 | 330.42 | 381.49 | 405.59 | 422.94 | 370.62 | 380.17 | 400.37 | 532.44 | 532.44 | 532.44 | 1257.43 | 1257.43 | 1214.79 | 1236.21 | 1256.93 | 1194.83 | 1163.86 | 1225.08 | 1181.59 | 1614.66 | 1614.66 | 1572.81 | 1593.83 | 1613.64 | 1539.26 | 1522.31 | 1582.38 | 1528.74 | 1527.25 | 1744.3
| 2039 | 171.99 | 171.99 | 171.99 | 171.99 | 171.99 | 171.99 | 171.99 | 171.99 | 150.16 | 171.99 | 145.53 | 145.53 | 241.48 | 244.66 | 221.61 | 244.66 | 244.66 | 244.66 | 244.66 | 244.66 | 339.8 | 244.66 | 319.74 | 244.66 | 1194.15 | 1194.15 | 1194.15 | 1194.15 | 1002.36 | 244.89 | 232.63 | 228.05 | 413.53 | 403.13 | 395.14 | 427.35 | 803.11 | 989.52 | 1098.84 | 280.1 | 266.15 | 519.92 | 334.09 | 386.19 | 410.76 | 428.46 | 375.09 | 384.73 | 405.33 | 540.05 | 540.05 | 540.05 | 1494.54 | 1494.54 | 1452.15 | 1473.44 | 1494.96 | 1428.13 | 1402.43 | 1463.29 | 1414.84 | 1947.73 | 1947.73 | 1906.06 | 1926.99 | 1951.47 | 1869.48 | 1860.52 | 1920.34 | 1857.93 | 1850 | 2144.68
| 2040 | 171.55 | 171.55 | 171.55 | 171.55 | 171.55 | 171.55 | 171.55 | 171.55 | 149.33 | 171.55 | 144.73 | 144.73 | 242.56 | 246.4 | 222.92 | 246.4 | 246.4 | 246.4 | 246.4 | 246.4 | 343.44 | 246.4 | 323.14 | 246.4 | 1187.74 | 1187.74 | 1187.74 | 1187.74 | 1017.67 | 246.19 | 233.66 | 229.05 | 415.25 | 404.58 | 396.56 | 435.89 | 808.94 | 994.76 | 1104.52 | 283.66 | 269.34 | 525.83 | 337.83 | 390.97 | 416.04 | 434.09 | 379.65 | 389.37 | 410.38 | 547.8 | 547.8 | 547.8 | 1518.63 | 1518.63 | 1475.39 | 1497.11 | 1519.19 | 1451.11 | 1424.81 | 1486.89 | 1437.52 | 1978.79 | 1978.79 | 1936.28 | 1957.63 | 1982.76 | 1899.25 | 1889.99 | 1951.01 | 1887.43 | 1879.51 | 2178.42
| 2041 | 171.15 | 171.15 | 171.15 | 171.15 | 171.15 | 171.15 | 171.15 | 171.15 | 148.52 | 171.15 | 143.96 | 143.96 | 243.58 | 248.16 | 224.24 | 248.16 | 248.16 | 248.16 | 248.16 | 248.16 | 347.14 | 248.16 | 326.6 | 248.16 | 1185.4 | 1185.4 | 1185.4 | 1185.4 | 1033.69 | 247.49 | 234.68 | 230.05 | 416.97 | 406.03 | 397.97 | 444.61 | 814.83 | 1000.05 | 1110.27 | 287.06 | 272.76 | 532.09 | 341.64 | 395.84 | 421.41 | 439.82 | 384.3 | 394.1 | 415.53 | 555.7 | 555.7 | 555.7 | 1543.11 | 1543.11 | 1499 | 1521.16 | 1543.83 | 1474.48 | 1447.56 | 1510.88 | 1460.57 | 2010.34 | 2010.34 | 1966.98 | 1988.76 | 2014.56 | 1929.51 | 1919.93 | 1982.17 | 1917.4 | 1909.5 | 2212.7
| 2042 | 170.77 | 170.77 | 170.77 | 170.77 | 170.77 | 170.77 | 170.77 | 170.77 | 147.73 | 170.77 | 143.21 | 143.21 | 244.55 | 249.95 | 225.59 | 249.95 | 249.95 | 249.95 | 249.95 | 249.95 | 350.91 | 249.95 | 330.12 | 249.95 | 1186.15 | 1186.15 | 1186.15 | 1186.15 | 1049.15 | 248.81 | 235.7 | 231.05 | 418.69 | 407.47 | 399.38 | 453.5 | 820.77 | 1005.38 | 1116.08 | 290.67 | 275.99 | 538.06 | 345.51 | 400.8 | 426.88 | 445.66 | 389.02 | 398.92 | 420.78 | 563.74 | 563.74 | 563.74 | 1567.99 | 1567.99 | 1523 | 1545.6 | 1568.87 | 1498.22 | 1470.68 | 1535.27 | 1484 | 2042.41 | 2042.41 | 1998.18 | 2020.4 | 2046.88 | 1960.26 | 1950.35 | 2013.84 | 1947.86 | 1939.99 | 2247.52
| 2043 | 170.42 | 170.42 | 170.42 | 170.42 | 170.42 | 170.42 | 170.42 | 170.42 | 146.97 | 170.42 | 142.49 | 142.49 | 245.46 | 251.76 | 226.95 | 251.76 | 251.76 | 251.76 | 251.76 | 251.76 | 354.74 | 251.76 | 333.71 | 251.76 | 1189.33 | 1189.33 | 1189.33 | 1189.33 | 1065.43 | 250.12 | 236.72 | 232.04 | 420.4 | 408.9 | 400.77 | 462.57 | 826.77 | 1010.77 | 1121.95 | 294.32 | 279.46 | 544.39 | 349.46 | 405.85 | 432.45 | 451.61 | 393.84 | 403.82 | 426.12 | 571.94 | 571.94 | 571.94 | 1593.28 | 1593.28 | 1547.4 | 1570.45 | 1594.33 | 1522.36 | 1494.17 | 1560.05 | 1507.81 | 2074.99 | 2074.99 | 2029.89 | 2052.54 | 2079.72 | 1991.51 | 1981.27 | 2046.03 | 1978.81 | 1970.96 | 2282.9
| 2044 | 170.11 | 170.11 | 170.11 | 170.11 | 170.11 | 170.11 | 170.11 | 170.11 | 146.23 | 170.11 | 141.79 | 141.79 | 246.31 | 253.6 | 228.34 | 253.6 | 253.6 | 253.6 | 253.6 | 253.6 | 358.64 | 253.6 | 337.35 | 253.6 | 1194.49 | 1194.49 | 1194.49 | 1194.49 | 1081.55 | 251.44 | 237.74 | 233.04 | 422.11 | 410.31 | 402.15 | 471.83 | 832.84 | 1016.2 | 1127.9 | 297.99 | 282.74 | 550.43 | 353.48 | 410.99 | 438.13 | 457.67 | 398.74 | 408.82 | 431.56 | 580.3 | 580.3 | 580.3 | 1618.99 | 1618.99 | 1572.18 | 1595.7 | 1620.2 | 1546.89 | 1518.04 | 1585.24 | 1532 | 2108.11 | 2108.11 | 2062.1 | 2085.21 | 2113.11 | 2023.26 | 2012.68 | 2078.74 | 2010.26 | 2002.44 | 2318.85
| 2045 | 169.82 | 169.82 | 169.82 | 169.82 | 169.82 | 169.82 | 169.82 | 169.82 | 145.52 | 169.82 | 141.11 | 141.11 | 247.09 | 255.47 | 229.74 | 255.47 | 255.47 | 255.47 | 255.47 | 255.47 | 362.61 | 255.47 | 341.07 | 255.47 | 1201.31 | 1201.31 | 1201.31 | 1201.31 | 1097.54 | 252.77 | 238.76 | 234.03 | 423.8 | 411.72 | 403.52 | 481.26 | 838.96 | 1021.69 | 1133.91 | 301.49 | 286.29 | 556.87 | 357.57 | 416.23 | 443.91 | 463.84 | 403.74 | 413.91 | 437.1 | 588.82 | 588.82 | 588.82 | 1645.12 | 1645.12 | 1597.38 | 1621.36 | 1646.51 | 1571.83 | 1542.31 | 1610.85 | 1556.6 | 2141.76 | 2141.76 | 2094.83 | 2118.41 | 2147.03 | 2055.53 | 2044.6 | 2111.98 | 2042.21 | 2034.43 | 2355.37
| 2046 | 169.56 | 169.56 | 169.56 | 169.56 | 169.56 | 169.56 | 169.56 | 169.56 | 144.84 | 169.56 | 140.46 | 140.46 | 247.8 | 257.36 | 231.16 | 257.36 | 257.36 | 257.36 | 257.36 | 257.36 | 366.64 | 257.36 | 344.84 | 257.36 | 1209.56 | 1209.56 | 1209.56 | 1209.56 | 1113.86 | 254.09 | 239.77 | 235.02 | 425.5 | 413.11 | 404.88 | 490.89 | 845.14 | 1027.23 | 1139.99 | 305.22 | 289.61 | 562.96 | 361.73 | 421.57 | 449.8 | 470.13 | 408.82 | 419.09 | 442.75 | 597.5 | 597.5 | 597.5 | 1671.68 | 1671.68 | 1622.98 | 1647.44 | 1673.25 | 1597.17 | 1566.96 | 1636.87 | 1581.59 | 2175.96 | 2175.96 | 2128.09 | 2152.14 | 2181.52 | 2088.32 | 2077.03 | 2145.76 | 2074.68 | 2066.94 | 2392.47
| 2047 | 169.33 | 169.33 | 169.33 | 169.33 | 169.33 | 169.33 | 169.33 | 169.33 | 144.18 | 169.33 | 139.83 | 139.83 | 248.45 | 259.27 | 232.6 | 259.27 | 259.27 | 259.27 | 259.27 | 259.27 | 370.74 | 259.27 | 348.69 | 259.27 | 1219.05 | 1219.05 | 1219.05 | 1219.05 | 1130.69 | 255.42 | 240.78 | 236.01 | 427.18 | 414.48 | 406.22 | 500.71 | 851.38 | 1032.83 | 1146.14 | 308.97 | 293.19 | 569.42 | 365.97 | 427 | 455.8 | 476.53 | 414 | 424.36 | 448.5 | 606.34 | 606.34 | 606.34 | 1698.67 | 1698.67 | 1649 | 1673.95 | 1700.43 | 1622.93 | 1592.02 | 1663.33 | 1606.99 | 2210.72 | 2210.72 | 2161.89 | 2186.41 | 2216.56 | 2121.64 | 2109.99 | 2180.09 | 2107.68 | 2099.98 | 2430.16
| 2048 | 169.12 | 169.12 | 169.12 | 169.12 | 169.12 | 169.12 | 169.12 | 169.12 | 143.54 | 169.12 | 139.22 | 139.22 | 249.02 | 261.21 | 234.06 | 261.21 | 261.21 | 261.21 | 261.21 | 261.21 | 374.91 | 261.21 | 352.6 | 261.21 | 1229.65 | 1229.65 | 1229.65 | 1229.65 | 1147.4 | 256.75 | 241.79 | 236.99 | 428.85 | 415.85 | 407.54 | 510.72 | 857.68 | 1038.48 | 1152.36 | 312.76 | 296.55 | 575.55 | 370.28 | 432.54 | 461.91 | 483.06 | 419.28 | 429.74 | 454.35 | 615.36 | 615.36 | 615.36 | 1726.11 | 1726.11 | 1675.45 | 1700.9 | 1728.06 | 1649.11 | 1617.48 | 1690.22 | 1632.81 | 2246.03 | 2246.03 | 2196.23 | 2221.25 | 2252.18 | 2155.51 | 2143.48 | 2214.98 | 2141.21 | 2133.55 | 2468.46
| 2049 | 168.95 | 168.95 | 168.95 | 168.95 | 168.95 | 168.95 | 168.95 | 168.95 | 142.92 | 168.95 | 138.64 | 138.64 | 249.52 | 263.18 | 235.53 | 263.18 | 263.18 | 263.18 | 263.18 | 263.18 | 379.16 | 263.18 | 356.58 | 263.18 | 1241.24 | 1241.24 | 1241.24 | 1241.24 | 1163.99 | 258.09 | 242.79 | 237.97 | 430.51 | 417.19 | 408.85 | 520.93 | 864.05 | 1044.18 | 1158.66 | 316.57 | 300.18 | 582.07 | 374.67 | 438.17 | 468.13 | 489.71 | 424.65 | 435.21 | 460.32 | 624.54 | 624.54 | 624.54 | 1754 | 1754 | 1702.32 | 1728.28 | 1756.15 | 1675.72 | 1643.36 | 1717.55 | 1659.05 | 2281.93 | 2281.93 | 2231.13 | 2256.64 | 2288.38 | 2189.92 | 2177.5 | 2250.43 | 2175.28 | 2167.67 | 2507.37
| 2050 | 168.8 | 168.8 | 168.8 | 168.8 | 168.8 | 168.8 | 168.8 | 168.8 | 142.33 | 168.8 | 138.08 | 138.08 | 249.93 | 265.18 | 237.03 | 265.18 | 265.18 | 265.18 | 265.18 | 265.18 | 383.47 | 265.18 | 360.63 | 265.18 | 1253.75 | 1253.75 | 1253.75 | 1253.75 | 1177.51 | 259.42 | 243.79 | 238.94 | 432.16 | 418.52 | 410.13 | 531.35 | 870.48 | 1049.94 | 1165.03 | 320.18 | 303.58 | 588.24 | 379.14 | 443.91 | 474.47 | 496.48 | 430.12 | 440.78 | 466.39 | 633.9 | 633.9 | 633.9 | 1782.35 | 1782.35 | 1729.64 | 1756.12 | 1784.71 | 1702.77 | 1669.66 | 1745.34 | 1685.72 | 2318.4 | 2318.4 | 2266.59 | 2292.61 | 2325.17 | 2224.89 | 2212.08 | 2286.47 | 2209.91 | 2202.35 | 2546.91
| 2051 | 168.36 | 168.36 | 168.36 | 168.36 | 168.36 | 168.36 | 168.36 | 168.36 | 141.43 | 168.36 | 137.22 | 137.22 | 250.27 | 267.04 | 238.38 | 267.04 | 267.04 | 267.04 | 267.04 | 267.04 | 387.7 | 267.04 | 364.59 | 267.04 | 1264.01 | 1264.01 | 1264.01 | 1264.01 | 1194.07 | 260.6 | 244.62 | 239.75 | 433.5 | 419.53 | 411.12 | 541.98 | 876.5 | 1055.01 | 1170.6 | 324 | 307.1 | 594.58 | 383.54 | 449.6 | 480.77 | 503.22 | 435.53 | 446.29 | 472.41 | 643.27 | 643.27 | 643.27 | 1811.06 | 1811.06 | 1757.3 | 1784.3 | 1813.64 | 1730.17 | 1696.29 | 1773.48 | 1712.72 | 2355.33 | 2355.33 | 2302.48 | 2329.03 | 2362.43 | 2260.29 | 2247.07 | 2322.95 | 2244.95 | 2237.45 | 2586.91
| 2052 | 167.83 | 167.83 | 167.83 | 167.83 | 167.83 | 167.83 | 167.83 | 167.83 | 140.45 | 167.83 | 136.28 | 136.28 | 250.51 | 268.87 | 239.69 | 268.87 | 268.87 | 268.87 | 268.87 | 268.87 | 391.94 | 268.87 | 368.57 | 268.87 | 1274.19 | 1274.19 | 1274.19 | 1274.19 | 1210.83 | 261.72 | 245.39 | 240.5 | 434.73 | 420.42 | 411.98 | 552.82 | 882.42 | 1059.86 | 1175.93 | 327.84 | 310.64 | 600.94 | 387.95 | 455.34 | 487.13 | 510.03 | 440.99 | 451.84 | 478.49 | 652.76 | 652.76 | 652.76 | 1840.21 | 1840.21 | 1785.37 | 1812.92 | 1843.01 | 1757.98 | 1723.31 | 1802.04 | 1740.13 | 2392.81 | 2392.81 | 2338.9 | 2365.98 | 2400.25 | 2296.22 | 2282.58 | 2359.98 | 2280.52 | 2273.08 | 2627.49
| 2053 | 167.22 | 167.22 | 167.22 | 167.22 | 167.22 | 167.22 | 167.22 | 167.22 | 139.36 | 167.22 | 135.25 | 135.25 | 250.67 | 270.66 | 240.96 | 270.66 | 270.66 | 270.66 | 270.66 | 270.66 | 396.2 | 270.66 | 372.56 | 270.66 | 1284.26 | 1284.26 | 1284.26 | 1284.26 | 1227.77 | 262.79 | 246.09 | 241.18 | 435.84 | 421.18 | 412.71 | 563.88 | 888.23 | 1064.49 | 1181 | 331.7 | 314.2 | 607.32 | 392.39 | 461.13 | 493.56 | 516.91 | 446.49 | 457.44 | 484.62 | 662.38 | 662.38 | 662.38 | 1869.8 | 1869.8 | 1813.86 | 1841.96 | 1872.83 | 1786.21 | 1750.74 | 1831.05 | 1767.95 | 2430.84 | 2430.84 | 2375.85 | 2403.48 | 2438.63 | 2332.69 | 2318.61 | 2397.56 | 2316.6 | 2309.24 | 2668.66
| 2054 | 166.52 | 166.52 | 166.52 | 166.52 | 166.52 | 166.52 | 166.52 | 166.52 | 138.18 | 166.52 | 134.11 | 134.11 | 250.73 | 272.42 | 242.18 | 272.42 | 272.42 | 272.42 | 272.42 | 272.42 | 400.47 | 272.42 | 376.56 | 272.42 | 1294.23 | 1294.23 | 1294.23 | 1294.23 | 1244.91 | 263.79 | 246.72 | 241.8 | 436.81 | 421.79 | 413.3 | 575.15 | 893.91 | 1068.87 | 1185.81 | 335.59 | 317.78 | 613.71 | 396.85 | 466.96 | 500.04 | 523.86 | 452.03 | 463.08 | 490.8 | 672.12 | 672.12 | 672.12 | 1899.84 | 1899.84 | 1842.78 | 1871.44 | 1903.11 | 1814.87 | 1778.57 | 1860.49 | 1796.19 | 2469.44 | 2469.44 | 2413.35 | 2441.53 | 2477.59 | 2369.69 | 2355.17 | 2435.69 | 2353.22 | 2345.94 | 2710.43
| 2055 | 165.72 | 165.72 | 165.72 | 165.72 | 165.72 | 165.72 | 165.72 | 165.72 | 136.89 | 165.72 | 132.88 | 132.88 | 250.69 | 274.14 | 243.36 | 274.14 | 274.14 | 274.14 | 274.14 | 274.14 | 404.75 | 274.14 | 380.57 | 274.14 | 1304.08 | 1304.08 | 1304.08 | 1304.08 | 1262.24 | 264.73 | 247.28 | 242.34 | 437.65 | 422.27 | 413.75 | 586.66 | 899.47 | 1073.01 | 1190.34 | 339.5 | 321.38 | 620.12 | 401.34 | 472.85 | 506.59 | 530.89 | 457.62 | 468.76 | 497.04 | 681.98 | 681.98 | 681.98 | 1930.33 | 1930.33 | 1872.13 | 1901.36 | 1933.84 | 1843.95 | 1806.82 | 1890.37 | 1824.86 | 2508.61 | 2508.61 | 2451.4 | 2480.14 | 2517.13 | 2407.24 | 2392.27 | 2474.4 | 2390.38 | 2383.18 | 2752.8
| 2056 | 164.82 | 164.82 | 164.82 | 164.82 | 164.82 | 164.82 | 164.82 | 164.82 | 135.5 | 164.82 | 131.55 | 131.55 | 250.55 | 275.83 | 244.48 | 275.83 | 275.83 | 275.83 | 275.83 | 275.83 | 409.04 | 275.83 | 384.59 | 275.83 | 1313.81 | 1313.81 | 1313.81 | 1313.81 | 1279.77 | 265.59 | 247.76 | 242.8 | 438.35 | 422.59 | 414.06 | 598.39 | 904.89 | 1076.88 | 1194.57 | 343.43 | 324.99 | 626.53 | 405.84 | 478.78 | 513.2 | 537.98 | 463.25 | 474.49 | 503.33 | 691.97 | 691.97 | 691.97 | 1961.28 | 1961.28 | 1901.92 | 1931.73 | 1965.05 | 1873.48 | 1835.49 | 1920.71 | 1853.94 | 2548.36 | 2548.36 | 2490.01 | 2519.32 | 2557.27 | 2445.35 | 2429.9 | 2513.68 | 2428.09 | 2420.97 | 2795.78
| 2057 | 163.83 | 163.83 | 163.83 | 163.83 | 163.83 | 163.83 | 163.83 | 163.83 | 133.99 | 163.83 | 130.11 | 130.11 | 250.31 | 277.46 | 245.55 | 277.46 | 277.46 | 277.46 | 277.46 | 277.46 | 413.35 | 277.46 | 388.62 | 277.46 | 1323.41 | 1323.41 | 1323.41 | 1323.41 | 1297.49 | 266.39 | 248.16 | 243.19 | 438.9 | 422.76 | 414.21 | 610.36 | 910.17 | 1080.47 | 1198.5 | 347.39 | 328.61 | 632.95 | 410.37 | 484.77 | 519.87 | 545.15 | 468.92 | 480.26 | 509.68 | 702.09 | 702.09 | 702.09 | 1992.69 | 1992.69 | 1932.15 | 1962.56 | 1996.73 | 1903.45 | 1864.58 | 1951.5 | 1883.47 | 2588.7 | 2588.7 | 2529.18 | 2559.07 | 2598 | 2484.01 | 2468.09 | 2553.54 | 2466.34 | 2459.33 | 2839.38
| 2058 | 162.72 | 162.72 | 162.72 | 162.72 | 162.72 | 162.72 | 162.72 | 162.72 | 132.38 | 162.72 | 128.56 | 128.56 | 249.96 | 279.06 | 246.57 | 279.06 | 279.06 | 279.06 | 279.06 | 279.06 | 417.66 | 279.06 | 392.66 | 279.06 | 1332.87 | 1332.87 | 1332.87 | 1332.87 | 1315.41 | 267.11 | 248.48 | 243.5 | 439.3 | 422.77 | 414.2 | 622.56 | 915.3 | 1083.79 | 1202.11 | 351.36 | 332.26 | 639.38 | 414.91 | 490.8 | 526.6 | 552.39 | 474.64 | 486.06 | 516.07 | 712.33 | 712.33 | 712.33 | 2024.58 | 2024.58 | 1962.82 | 1993.84 | 2028.89 | 1933.87 | 1894.1 | 1982.76 | 1913.43 | 2629.63 | 2629.63 | 2568.92 | 2599.41 | 2639.34 | 2523.24 | 2506.83 | 2593.99 | 2505.16 | 2498.24 | 2883.61
| 2059 | 161.51 | 161.51 | 161.51 | 161.51 | 161.51 | 161.51 | 161.51 | 161.51 | 130.64 | 161.51 | 126.89 | 126.89 | 249.49 | 280.61 | 247.53 | 280.61 | 280.61 | 280.61 | 280.61 | 280.61 | 421.98 | 280.61 | 396.71 | 280.61 | 1342.17 | 1342.17 | 1342.17 | 1342.17 | 1333.53 | 267.76 | 248.71 | 243.72 | 439.54 | 422.61 | 414.03 | 635.02 | 920.26 | 1086.8 | 1205.38 | 355.36 | 335.91 | 645.81 | 419.47 | 496.88 | 533.4 | 559.7 | 480.39 | 491.91 | 522.52 | 722.71 | 722.71 | 722.71 | 2056.95 | 2056.95 | 1993.95 | 2025.6 | 2061.54 | 1964.74 | 1924.05 | 2014.49 | 1943.84 | 2671.16 | 2671.16 | 2609.23 | 2640.34 | 2681.29 | 2563.05 | 2546.13 | 2635.03 | 2544.54 | 2537.73 | 2928.47
| 2060 | 160.18 | 160.18 | 160.18 | 160.18 | 160.18 | 160.18 | 160.18 | 160.18 | 128.78 | 160.18 | 125.11 | 125.11 | 248.9 | 282.1 | 248.43 | 282.1 | 282.1 | 282.1 | 282.1 | 282.1 | 426.3 | 282.1 | 400.76 | 282.1 | 1351.32 | 1351.32 | 1351.32 | 1351.32 | 1351.85 | 268.32 | 248.85 | 243.85 | 439.61 | 422.27 | 413.68 | 647.72 | 925.07 | 1089.49 | 1208.3 | 359.37 | 339.58 | 652.25 | 424.05 | 503 | 540.25 | 567.08 | 486.19 | 497.8 | 529.02 | 733.21 | 733.21 | 733.21 | 2089.8 | 2089.8 | 2025.55 | 2057.82 | 2094.69 | 1996.08 | 1954.44 | 2046.69 | 1974.7 | 2713.3 | 2713.3 | 2650.14 | 2681.86 | 2723.87 | 2603.45 | 2586 | 2676.68 | 2584.49 | 2577.8 | 2973.97
21 | Nominal Levelized Fixed Cost w/PTC, $/kW-yr
| 2023 | 116.35 | 113.18 | 120.24 | 120.06 | 110.12 | 116.84 | 121.03 | 109.46 | 100.85 | 116.51 | 92.55 | 92.55 | 188.18 | 167.9 | 138.33 | 151.41 | 159.16 | 151.41 | 165.65 | 167.9 | 254.46 | 159.16 | 233.6 | 151.41 | 1132.3 | 1132.3 | 1132.3 | 1132.3 | 756.89 | 180.04 | 175.32 | 169.82 | 307.53 | 307.41 | 297.63 | 200.79 | 450.31 | 572.02 | 658.87 | 233.18 | 217.78 | 428.75 | 227.1 | 275.73 | 298.67 | 315.19 | 265.37 | 270.42 | 289.65 | 415.4 | 415.4 | 415.4 | 944.63 | 944.63 | 906.92 | 925.86 | 913.41 | 871.51 | 831.11 | 885.24 | 866.84 | 1310 | 1310 | 1273.82 | 1291.99 | 1251.83 | 1203.67 | 1172.86 | 1224.8 | 1209.03 | 1204.27 | 1548.05
| 2024 | 117.45 | 114.22 | 121.4 | 121.22 | 111.11 | 117.94 | 122.21 | 110.43 | 100.76 | 117.61 | 92.86 | 92.86 | 192.12 | 172.41 | 141.12 | 155.67 | 163.53 | 155.67 | 170.12 | 172.41 | 250.93 | 163.53 | 228.03 | 155.67 | 1196.09 | 1196.09 | 1196.09 | 1196.09 | 777.98 | 181.2 | 175.36 | 170.2 | 308.37 | 306.67 | 297.48 | 211.47 | 470.14 | 595.93 | 683.98 | 237.82 | 222.33 | 437.65 | 219.07 | 263.32 | 284.2 | 299.23 | 253.9 | 258.53 | 276.02 | 390.46 | 390.46 | 390.46 | 956.1 | 956.1 | 921.08 | 938.67 | 932.98 | 888.27 | 856.55 | 906.82 | 883.47 | 1318.36 | 1318.36 | 1284.32 | 1301.42 | 1274.31 | 1221.93 | 1200.02 | 1248.89 | 1225.28 | 1219.89 | 1536.18
| 2025 | 159.76 | 156.48 | 163.78 | 163.6 | 153.31 | 160.26 | 164.61 | 152.63 | 141.7 | 159.93 | 133.44 | 133.44 | 195.68 | 202.22 | 168.95 | 185.26 | 193.23 | 185.26 | 199.91 | 202.22 | 281.52 | 193.23 | 256.82 | 185.26 | 1324.07 | 1324.07 | 1324.07 | 1324.07 | 592.6 | 272.07 | 270.17 | 261.37 | 470.9 | 476.72 | 460.96 | 222.64 | 489.59 | 619.21 | 708.22 | 242.46 | 227.05 | 446.83 | 247.41 | 292.1 | 313.18 | 328.36 | 282.58 | 287.12 | 304.79 | 420.36 | 420.36 | 420.36 | 977.87 | 977.87 | 942.47 | 960.25 | 961.28 | 913.91 | 884 | 934.83 | 907.43 | 1339.84 | 1339.84 | 1305.36 | 1322.68 | 1307.96 | 1251.56 | 1232.7 | 1282.2 | 1251.74 | 1247.36 | 1543.79
| 2026 | 160.53 | 157.2 | 164.61 | 164.42 | 153.97 | 161.03 | 165.45 | 153.28 | 141.12 | 160.69 | 133.37 | 133.37 | 198.81 | 206.07 | 171.24 | 188.82 | 196.92 | 188.82 | 203.71 | 206.07 | 285.84 | 196.92 | 260.19 | 188.82 | 1392.56 | 1392.56 | 1392.56 | 1392.56 | 612.78 | 278.16 | 274.4 | 266.26 | 480.72 | 483.63 | 469.04 | 233.47 | 508.6 | 641.79 | 731.51 | 246.35 | 231.18 | 454.77 | 250.34 | 295.31 | 316.53 | 331.8 | 285.73 | 289.89 | 307.67 | 423.97 | 423.97 | 423.97 | 997.22 | 997.22 | 961.49 | 979.44 | 987.43 | 937.42 | 909.44 | 960.74 | 929.21 | 1356.7 | 1356.7 | 1321.83 | 1339.35 | 1337.17 | 1276.84 | 1261.07 | 1311.13 | 1273.83 | 1270.53 | 1552.8
| 2027 | 158.43 | 155.05 | 162.57 | 162.38 | 151.78 | 158.94 | 163.42 | 151.07 | 137.88 | 158.6 | 130.68 | 130.68 | 198.5 | 207.83 | 171.56 | 190.28 | 198.52 | 190.28 | 205.43 | 207.83 | 287.93 | 198.52 | 261.46 | 190.28 | 1443.92 | 1443.92 | 1443.92 | 1443.92 | 627.56 | 280.31 | 274.8 | 267.39 | 483.67 | 483.73 | 470.44 | 240.78 | 521.48 | 656.47 | 746.05 | 247.78 | 232.68 | 457.72 | 251.18 | 296.35 | 317.66 | 333.01 | 286.73 | 290.44 | 308.31 | 425.12 | 425.12 | 425.12 | 1004.18 | 1004.18 | 968.17 | 986.26 | 1001.14 | 948.91 | 922.56 | 974.25 | 938.96 | 1357.94 | 1357.94 | 1322.74 | 1340.42 | 1350.5 | 1286.77 | 1273.67 | 1324.21 | 1280.61 | 1278.65 | 1546.67
| 2028 | 153.23 | 149.8 | 157.43 | 157.24 | 146.48 | 153.75 | 158.3 | 145.76 | 132.64 | 153.4 | 125.55 | 125.55 | 194.57 | 206.93 | 170.11 | 189.09 | 197.47 | 189.09 | 204.5 | 206.93 | 287.2 | 197.47 | 260.38 | 189.09 | 1458.08 | 1458.08 | 1458.08 | 1458.08 | 631.36 | 277.61 | 272 | 264.61 | 478.16 | 478.17 | 464.92 | 242.45 | 521.26 | 654.59 | 742.58 | 248.68 | 233.98 | 460.19 | 249.72 | 295 | 316.37 | 331.75 | 285.36 | 288.98 | 306.89 | 424 | 424 | 424 | 998.93 | 998.93 | 962.71 | 980.9 | 995.94 | 943.57 | 916.9 | 968.88 | 933.55 | 1339.46 | 1339.46 | 1303.99 | 1321.81 | 1332.5 | 1268.84 | 1255.07 | 1306 | 1262.44 | 1261.11 | 1505.59
| 2029 | 147.88 | 144.4 | 152.14 | 151.95 | 141.03 | 148.41 | 153.02 | 140.3 | 127.28 | 148.05 | 120.3 | 120.3 | 190.32 | 205.76 | 168.39 | 187.62 | 196.14 | 187.62 | 203.28 | 205.76 | 286.05 | 196.14 | 258.88 | 187.62 | 1469.98 | 1469.98 | 1469.98 | 1469.98 | 634.73 | 274.46 | 268.76 | 261.41 | 471.87 | 471.83 | 458.63 | 243.76 | 520.08 | 651.49 | 737.76 | 249.38 | 234.79 | 461.74 | 247.79 | 293.11 | 314.49 | 329.89 | 283.46 | 286.99 | 304.91 | 422.11 | 422.11 | 422.11 | 992.89 | 992.89 | 956.53 | 974.79 | 989.98 | 937.52 | 910.62 | 962.82 | 927.45 | 1321.02 | 1321.02 | 1285.33 | 1303.25 | 1314.53 | 1250.97 | 1236.63 | 1287.87 | 1244.36 | 1243.61 | 1468.07
| 2030 | 182.13 | 182.13 | 182.13 | 182.13 | 182.13 | 182.13 | 182.13 | 182.13 | 162.04 | 182.13 | 156.99 | 156.99 | 251.97 | 230.09 | 210.65 | 230.09 | 230.09 | 230.09 | 230.09 | 230.09 | 309.7 | 230.09 | 291.7 | 230.09 | 1739.36 | 1739.36 | 1739.36 | 1739.36 | 645.47 | 180.23 | 170.54 | 166.53 | 301.39 | 294.38 | 287.21 | 248.18 | 524.36 | 655.18 | 740.19 | 251.96 | 237.6 | 466.86 | 303.33 | 346.92 | 367.48 | 382.29 | 337.63 | 346.58 | 363.81 | 476.54 | 476.54 | 476.54 | 998.31 | 998.31 | 961.22 | 979.85 | 995.42 | 942.49 | 914.47 | 967.72 | 932.08 | 1315.29 | 1315.29 | 1278.89 | 1297.17 | 1309.25 | 1245.4 | 1229.79 | 1282.06 | 1238.32 | 1238.29 | 1447.04
| 2031 | 180.52 | 180.52 | 180.52 | 180.52 | 180.52 | 180.52 | 180.52 | 180.52 | 160.37 | 180.52 | 155.38 | 155.38 | 249.34 | 231.62 | 211.8 | 231.62 | 231.62 | 231.62 | 231.62 | 231.62 | 312.82 | 231.62 | 294.6 | 231.62 | 1535.92 | 1535.92 | 1535.92 | 1535.92 | 656.01 | 181.31 | 171.37 | 167.34 | 302.81 | 295.56 | 288.36 | 253.15 | 528.39 | 658.93 | 744.46 | 254.72 | 240.57 | 472.45 | 306.5 | 350.96 | 371.94 | 387.05 | 341.5 | 350.51 | 368.09 | 483.07 | 483.07 | 483.07 | 1006.38 | 1006.38 | 968.55 | 987.55 | 1003.38 | 949.95 | 920.81 | 975.12 | 939.23 | 1315.68 | 1315.68 | 1278.55 | 1297.2 | 1309.8 | 1245.61 | 1228.76 | 1282.07 | 1238.12 | 1238.66 | 1434.66
| 2032 | 178.9 | 178.9 | 178.9 | 178.9 | 178.9 | 178.9 | 178.9 | 178.9 | 158.72 | 178.9 | 153.77 | 153.77 | 246.5 | 233.17 | 212.96 | 233.17 | 233.17 | 233.17 | 233.17 | 233.17 | 315.99 | 233.17 | 297.55 | 233.17 | 1388.68 | 1388.68 | 1388.68 | 1388.68 | 666.9 | 182.4 | 172.2 | 168.16 | 304.22 | 296.72 | 289.5 | 258.21 | 532.47 | 662.73 | 748.78 | 257.66 | 243.73 | 478.33 | 309.74 | 355.09 | 376.48 | 391.89 | 345.43 | 354.52 | 372.45 | 489.73 | 489.73 | 489.73 | 1014.9 | 1014.9 | 976.32 | 995.7 | 1011.77 | 957.85 | 927.55 | 982.94 | 946.8 | 1317.08 | 1317.08 | 1279.21 | 1298.23 | 1311.31 | 1246.76 | 1228.65 | 1283.02 | 1238.88 | 1239.97 | 1424.54
| 2033 | 177.29 | 177.29 | 177.29 | 177.29 | 177.29 | 177.29 | 177.29 | 177.29 | 157.07 | 177.29 | 152.17 | 152.17 | 243.45 | 234.74 | 214.14 | 234.74 | 234.74 | 234.74 | 234.74 | 234.74 | 319.22 | 234.74 | 300.55 | 234.74 | 1354.57 | 1354.57 | 1354.57 | 1354.57 | 678.32 | 183.49 | 173.03 | 168.98 | 305.63 | 297.88 | 290.64 | 263.37 | 536.59 | 666.56 | 753.15 | 260.43 | 246.75 | 483.99 | 313.03 | 359.29 | 381.11 | 396.83 | 349.44 | 358.6 | 376.89 | 496.52 | 496.52 | 496.52 | 1023.86 | 1023.86 | 984.5 | 1004.27 | 1020.56 | 966.13 | 934.65 | 991.16 | 954.77 | 1319.38 | 1319.38 | 1280.75 | 1300.15 | 1313.66 | 1248.75 | 1229.35 | 1284.81 | 1240.48 | 1242.11 | 1416.28
| 2034 | 175.67 | 175.67 | 175.67 | 175.67 | 175.67 | 175.67 | 175.67 | 175.67 | 155.42 | 175.67 | 150.57 | 150.57 | 240.19 | 236.33 | 215.34 | 236.33 | 236.33 | 236.33 | 236.33 | 236.33 | 322.5 | 236.33 | 303.61 | 236.33 | 1334 | 1334 | 1334 | 1334 | 689.84 | 184.58 | 173.86 | 169.79 | 307.03 | 299.04 | 291.76 | 268.64 | 540.76 | 670.44 | 757.58 | 263.38 | 249.97 | 489.96 | 316.38 | 363.56 | 385.83 | 401.86 | 353.52 | 362.75 | 381.41 | 503.43 | 503.43 | 503.43 | 1033.2 | 1033.2 | 993.06 | 1013.23 | 1029.72 | 974.79 | 942.09 | 999.73 | 963.1 | 1322.45 | 1322.45 | 1283.05 | 1302.84 | 1316.75 | 1251.47 | 1230.74 | 1287.31 | 1242.81 | 1244.98 | 1409.53
| 2035 | 174.04 | 174.04 | 174.04 | 174.04 | 174.04 | 174.04 | 174.04 | 174.04 | 153.78 | 174.04 | 148.98 | 148.98 | 236.69 | 237.95 | 216.56 | 237.95 | 237.95 | 237.95 | 237.95 | 237.95 | 325.84 | 237.95 | 306.72 | 237.95 | 1321.91 | 1321.91 | 1321.91 | 1321.91 | 701.61 | 185.68 | 174.69 | 170.6 | 308.43 | 300.18 | 292.88 | 274.01 | 544.97 | 674.35 | 762.06 | 266.36 | 253.04 | 495.7 | 319.8 | 367.92 | 390.63 | 406.98 | 357.68 | 366.99 | 386.02 | 510.48 | 510.48 | 510.48 | 1042.93 | 1042.93 | 1001.98 | 1022.55 | 1039.22 | 983.79 | 949.85 | 1008.63 | 971.78 | 1326.22 | 1326.22 | 1286.03 | 1306.22 | 1320.48 | 1254.84 | 1232.76 | 1290.46 | 1245.79 | 1248.49 | 1404.05
| 2036 | 173.48 | 173.48 | 173.48 | 173.48 | 173.48 | 173.48 | 173.48 | 173.48 | 152.83 | 173.48 | 148.07 | 148.07 | 237.96 | 239.59 | 217.8 | 239.59 | 239.59 | 239.59 | 239.59 | 239.59 | 329.24 | 239.59 | 309.89 | 239.59 | 1260.95 | 1260.95 | 1260.95 | 1260.95 | 713.27 | 186.78 | 175.52 | 171.42 | 309.82 | 301.31 | 293.98 | 279.49 | 549.22 | 678.31 | 766.6 | 269.63 | 256.32 | 501.75 | 323.28 | 372.36 | 395.52 | 412.2 | 361.91 | 371.3 | 390.71 | 517.66 | 517.66 | 517.66 | 1060.21 | 1060.21 | 1018.45 | 1039.43 | 1056.6 | 1000.09 | 965.44 | 1025.4 | 987.8 | 1347.94 | 1347.94 | 1306.94 | 1327.54 | 1342.29 | 1275.39 | 1252.81 | 1311.66 | 1266.1 | 1268.97 | 1426.69
| 2037 | 172.95 | 172.95 | 172.95 | 172.95 | 172.95 | 172.95 | 172.95 | 172.95 | 151.92 | 172.95 | 147.2 | 147.2 | 239.18 | 241.26 | 219.05 | 241.26 | 241.26 | 241.26 | 241.26 | 241.26 | 332.7 | 241.26 | 313.11 | 241.26 | 1226.68 | 1226.68 | 1226.68 | 1226.68 | 778.37 | 199.67 | 187.83 | 183.74 | 332.57 | 323.12 | 315.86 | 311.29 | 601.18 | 741.71 | 834.52 | 273.1 | 259.45 | 507.6 | 326.82 | 376.89 | 400.51 | 417.52 | 366.22 | 375.7 | 395.5 | 524.98 | 524.98 | 524.98 | 1153.37 | 1153.37 | 1111.14 | 1132.36 | 1151.54 | 1092.27 | 1059.37 | 1120 | 1079.43 | 1473.1 | 1473.1 | 1431.66 | 1452.48 | 1469.87 | 1399.34 | 1379.42 | 1438.92 | 1389.4 | 1390.29 | 1575.83
| 2038 | 172.45 | 172.45 | 172.45 | 172.45 | 172.45 | 172.45 | 172.45 | 172.45 | 151.03 | 172.45 | 146.35 | 146.35 | 240.36 | 242.94 | 220.32 | 242.94 | 242.94 | 242.94 | 242.94 | 242.94 | 336.22 | 242.94 | 316.4 | 242.94 | 1206.21 | 1206.21 | 1206.21 | 1206.21 | 849.73 | 213.51 | 201.21 | 197.07 | 357.04 | 346.85 | 339.53 | 346.92 | 659.34 | 812.57 | 910.28 | 276.59 | 262.78 | 513.74 | 330.42 | 381.49 | 405.59 | 422.94 | 370.62 | 380.17 | 400.37 | 532.44 | 532.44 | 532.44 | 1257.43 | 1257.43 | 1214.79 | 1236.21 | 1256.93 | 1194.83 | 1163.86 | 1225.08 | 1181.59 | 1614.66 | 1614.66 | 1572.81 | 1593.83 | 1613.64 | 1539.26 | 1522.31 | 1582.38 | 1528.74 | 1527.25 | 1744.3
| 2039 | 171.99 | 171.99 | 171.99 | 171.99 | 171.99 | 171.99 | 171.99 | 171.99 | 150.16 | 171.99 | 145.53 | 145.53 | 241.48 | 244.66 | 221.61 | 244.66 | 244.66 | 244.66 | 244.66 | 244.66 | 339.8 | 244.66 | 319.74 | 244.66 | 1194.15 | 1194.15 | 1194.15 | 1194.15 | 1002.36 | 244.89 | 232.63 | 228.05 | 413.53 | 403.13 | 395.14 | 427.35 | 803.11 | 989.52 | 1098.84 | 280.1 | 266.15 | 519.92 | 334.09 | 386.19 | 410.76 | 428.46 | 375.09 | 384.73 | 405.33 | 540.05 | 540.05 | 540.05 | 1494.54 | 1494.54 | 1452.15 | 1473.44 | 1494.96 | 1428.13 | 1402.43 | 1463.29 | 1414.84 | 1947.73 | 1947.73 | 1906.06 | 1926.99 | 1951.47 | 1869.48 | 1860.52 | 1920.34 | 1857.93 | 1850 | 2144.68
| 2040 | 171.55 | 171.55 | 171.55 | 171.55 | 171.55 | 171.55 | 171.55 | 171.55 | 149.33 | 171.55 | 144.73 | 144.73 | 242.56 | 246.4 | 222.92 | 246.4 | 246.4 | 246.4 | 246.4 | 246.4 | 343.44 | 246.4 | 323.14 | 246.4 | 1187.74 | 1187.74 | 1187.74 | 1187.74 | 1017.67 | 246.19 | 233.66 | 229.05 | 415.25 | 404.58 | 396.56 | 435.89 | 808.94 | 994.76 | 1104.52 | 283.66 | 269.34 | 525.83 | 337.83 | 390.97 | 416.04 | 434.09 | 379.65 | 389.37 | 410.38 | 547.8 | 547.8 | 547.8 | 1518.63 | 1518.63 | 1475.39 | 1497.11 | 1519.19 | 1451.11 | 1424.81 | 1486.89 | 1437.52 | 1978.79 | 1978.79 | 1936.28 | 1957.63 | 1982.76 | 1899.25 | 1889.99 | 1951.01 | 1887.43 | 1879.51 | 2178.42
| 2041 | 171.15 | 171.15 | 171.15 | 171.15 | 171.15 | 171.15 | 171.15 | 171.15 | 148.52 | 171.15 | 143.96 | 143.96 | 243.58 | 248.16 | 224.24 | 248.16 | 248.16 | 248.16 | 248.16 | 248.16 | 347.14 | 248.16 | 326.6 | 248.16 | 1185.4 | 1185.4 | 1185.4 | 1185.4 | 1033.69 | 247.49 | 234.68 | 230.05 | 416.97 | 406.03 | 397.97 | 444.61 | 814.83 | 1000.05 | 1110.27 | 287.06 | 272.76 | 532.09 | 341.64 | 395.84 | 421.41 | 439.82 | 384.3 | 394.1 | 415.53 | 555.7 | 555.7 | 555.7 | 1543.11 | 1543.11 | 1499 | 1521.16 | 1543.83 | 1474.48 | 1447.56 | 1510.88 | 1460.57 | 2010.34 | 2010.34 | 1966.98 | 1988.76 | 2014.56 | 1929.51 | 1919.93 | 1982.17 | 1917.4 | 1909.5 | 2212.7
| 2042 | 170.77 | 170.77 | 170.77 | 170.77 | 170.77 | 170.77 | 170.77 | 170.77 | 147.73 | 170.77 | 143.21 | 143.21 | 244.55 | 249.95 | 225.59 | 249.95 | 249.95 | 249.95 | 249.95 | 249.95 | 350.91 | 249.95 | 330.12 | 249.95 | 1186.15 | 1186.15 | 1186.15 | 1186.15 | 1049.15 | 248.81 | 235.7 | 231.05 | 418.69 | 407.47 | 399.38 | 453.5 | 820.77 | 1005.38 | 1116.08 | 290.67 | 275.99 | 538.06 | 345.51 | 400.8 | 426.88 | 445.66 | 389.02 | 398.92 | 420.78 | 563.74 | 563.74 | 563.74 | 1567.99 | 1567.99 | 1523 | 1545.6 | 1568.87 | 1498.22 | 1470.68 | 1535.27 | 1484 | 2042.41 | 2042.41 | 1998.18 | 2020.4 | 2046.88 | 1960.26 | 1950.35 | 2013.84 | 1947.86 | 1939.99 | 2247.52
| 2043 | 170.42 | 170.42 | 170.42 | 170.42 | 170.42 | 170.42 | 170.42 | 170.42 | 146.97 | 170.42 | 142.49 | 142.49 | 245.46 | 251.76 | 226.95 | 251.76 | 251.76 | 251.76 | 251.76 | 251.76 | 354.74 | 251.76 | 333.71 | 251.76 | 1189.33 | 1189.33 | 1189.33 | 1189.33 | 1065.43 | 250.12 | 236.72 | 232.04 | 420.4 | 408.9 | 400.77 | 462.57 | 826.77 | 1010.77 | 1121.95 | 294.32 | 279.46 | 544.39 | 349.46 | 405.85 | 432.45 | 451.61 | 393.84 | 403.82 | 426.12 | 571.94 | 571.94 | 571.94 | 1593.28 | 1593.28 | 1547.4 | 1570.45 | 1594.33 | 1522.36 | 1494.17 | 1560.05 | 1507.81 | 2074.99 | 2074.99 | 2029.89 | 2052.54 | 2079.72 | 1991.51 | 1981.27 | 2046.03 | 1978.81 | 1970.96 | 2282.9
| 2044 | 170.11 | 170.11 | 170.11 | 170.11 | 170.11 | 170.11 | 170.11 | 170.11 | 146.23 | 170.11 | 141.79 | 141.79 | 246.31 | 253.6 | 228.34 | 253.6 | 253.6 | 253.6 | 253.6 | 253.6 | 358.64 | 253.6 | 337.35 | 253.6 | 1194.49 | 1194.49 | 1194.49 | 1194.49 | 1081.55 | 251.44 | 237.74 | 233.04 | 422.11 | 410.31 | 402.15 | 471.83 | 832.84 | 1016.2 | 1127.9 | 297.99 | 282.74 | 550.43 | 353.48 | 410.99 | 438.13 | 457.67 | 398.74 | 408.82 | 431.56 | 580.3 | 580.3 | 580.3 | 1618.99 | 1618.99 | 1572.18 | 1595.7 | 1620.2 | 1546.89 | 1518.04 | 1585.24 | 1532 | 2108.11 | 2108.11 | 2062.1 | 2085.21 | 2113.11 | 2023.26 | 2012.68 | 2078.74 | 2010.26 | 2002.44 | 2318.85
| 2045 | 169.82 | 169.82 | 169.82 | 169.82 | 169.82 | 169.82 | 169.82 | 169.82 | 145.52 | 169.82 | 141.11 | 141.11 | 247.09 | 255.47 | 229.74 | 255.47 | 255.47 | 255.47 | 255.47 | 255.47 | 362.61 | 255.47 | 341.07 | 255.47 | 1201.31 | 1201.31 | 1201.31 | 1201.31 | 1097.54 | 252.77 | 238.76 | 234.03 | 423.8 | 411.72 | 403.52 | 481.26 | 838.96 | 1021.69 | 1133.91 | 301.49 | 286.29 | 556.87 | 357.57 | 416.23 | 443.91 | 463.84 | 403.74 | 413.91 | 437.1 | 588.82 | 588.82 | 588.82 | 1645.12 | 1645.12 | 1597.38 | 1621.36 | 1646.51 | 1571.83 | 1542.31 | 1610.85 | 1556.6 | 2141.76 | 2141.76 | 2094.83 | 2118.41 | 2147.03 | 2055.53 | 2044.6 | 2111.98 | 2042.21 | 2034.43 | 2355.37
| 2046 | 169.56 | 169.56 | 169.56 | 169.56 | 169.56 | 169.56 | 169.56 | 169.56 | 144.84 | 169.56 | 140.46 | 140.46 | 247.8 | 257.36 | 231.16 | 257.36 | 257.36 | 257.36 | 257.36 | 257.36 | 366.64 | 257.36 | 344.84 | 257.36 | 1209.56 | 1209.56 | 1209.56 | 1209.56 | 1113.86 | 254.09 | 239.77 | 235.02 | 425.5 | 413.11 | 404.88 | 490.89 | 845.14 | 1027.23 | 1139.99 | 305.22 | 289.61 | 562.96 | 361.73 | 421.57 | 449.8 | 470.13 | 408.82 | 419.09 | 442.75 | 597.5 | 597.5 | 597.5 | 1671.68 | 1671.68 | 1622.98 | 1647.44 | 1673.25 | 1597.17 | 1566.96 | 1636.87 | 1581.59 | 2175.96 | 2175.96 | 2128.09 | 2152.14 | 2181.52 | 2088.32 | 2077.03 | 2145.76 | 2074.68 | 2066.94 | 2392.47
| 2047 | 169.33 | 169.33 | 169.33 | 169.33 | 169.33 | 169.33 | 169.33 | 169.33 | 144.18 | 169.33 | 139.83 | 139.83 | 248.45 | 259.27 | 232.6 | 259.27 | 259.27 | 259.27 | 259.27 | 259.27 | 370.74 | 259.27 | 348.69 | 259.27 | 1219.05 | 1219.05 | 1219.05 | 1219.05 | 1130.69 | 255.42 | 240.78 | 236.01 | 427.18 | 414.48 | 406.22 | 500.71 | 851.38 | 1032.83 | 1146.14 | 308.97 | 293.19 | 569.42 | 365.97 | 427 | 455.8 | 476.53 | 414 | 424.36 | 448.5 | 606.34 | 606.34 | 606.34 | 1698.67 | 1698.67 | 1649 | 1673.95 | 1700.43 | 1622.93 | 1592.02 | 1663.33 | 1606.99 | 2210.72 | 2210.72 | 2161.89 | 2186.41 | 2216.56 | 2121.64 | 2109.99 | 2180.09 | 2107.68 | 2099.98 | 2430.16
| 2048 | 169.12 | 169.12 | 169.12 | 169.12 | 169.12 | 169.12 | 169.12 | 169.12 | 143.54 | 169.12 | 139.22 | 139.22 | 249.02 | 261.21 | 234.06 | 261.21 | 261.21 | 261.21 | 261.21 | 261.21 | 374.91 | 261.21 | 352.6 | 261.21 | 1229.65 | 1229.65 | 1229.65 | 1229.65 | 1147.4 | 256.75 | 241.79 | 236.99 | 428.85 | 415.85 | 407.54 | 510.72 | 857.68 | 1038.48 | 1152.36 | 312.76 | 296.55 | 575.55 | 370.28 | 432.54 | 461.91 | 483.06 | 419.28 | 429.74 | 454.35 | 615.36 | 615.36 | 615.36 | 1726.11 | 1726.11 | 1675.45 | 1700.9 | 1728.06 | 1649.11 | 1617.48 | 1690.22 | 1632.81 | 2246.03 | 2246.03 | 2196.23 | 2221.25 | 2252.18 | 2155.51 | 2143.48 | 2214.98 | 2141.21 | 2133.55 | 2468.46
| 2049 | 168.95 | 168.95 | 168.95 | 168.95 | 168.95 | 168.95 | 168.95 | 168.95 | 142.92 | 168.95 | 138.64 | 138.64 | 249.52 | 263.18 | 235.53 | 263.18 | 263.18 | 263.18 | 263.18 | 263.18 | 379.16 | 263.18 | 356.58 | 263.18 | 1241.24 | 1241.24 | 1241.24 | 1241.24 | 1163.99 | 258.09 | 242.79 | 237.97 | 430.51 | 417.19 | 408.85 | 520.93 | 864.05 | 1044.18 | 1158.66 | 316.57 | 300.18 | 582.07 | 374.67 | 438.17 | 468.13 | 489.71 | 424.65 | 435.21 | 460.32 | 624.54 | 624.54 | 624.54 | 1754 | 1754 | 1702.32 | 1728.28 | 1756.15 | 1675.72 | 1643.36 | 1717.55 | 1659.05 | 2281.93 | 2281.93 | 2231.13 | 2256.64 | 2288.38 | 2189.92 | 2177.5 | 2250.43 | 2175.28 | 2167.67 | 2507.37
| 2050 | 168.8 | 168.8 | 168.8 | 168.8 | 168.8 | 168.8 | 168.8 | 168.8 | 142.33 | 168.8 | 138.08 | 138.08 | 249.93 | 265.18 | 237.03 | 265.18 | 265.18 | 265.18 | 265.18 | 265.18 | 383.47 | 265.18 | 360.63 | 265.18 | 1253.75 | 1253.75 | 1253.75 | 1253.75 | 1177.51 | 259.42 | 243.79 | 238.94 | 432.16 | 418.52 | 410.13 | 531.35 | 870.48 | 1049.94 | 1165.03 | 320.18 | 303.58 | 588.24 | 379.14 | 443.91 | 474.47 | 496.48 | 430.12 | 440.78 | 466.39 | 633.9 | 633.9 | 633.9 | 1782.35 | 1782.35 | 1729.64 | 1756.12 | 1784.71 | 1702.77 | 1669.66 | 1745.34 | 1685.72 | 2318.4 | 2318.4 | 2266.59 | 2292.61 | 2325.17 | 2224.89 | 2212.08 | 2286.47 | 2209.91 | 2202.35 | 2546.91
| 2051 | 168.36 | 168.36 | 168.36 | 168.36 | 168.36 | 168.36 | 168.36 | 168.36 | 141.43 | 168.36 | 137.22 | 137.22 | 250.27 | 267.04 | 238.38 | 267.04 | 267.04 | 267.04 | 267.04 | 267.04 | 387.7 | 267.04 | 364.59 | 267.04 | 1264.01 | 1264.01 | 1264.01 | 1264.01 | 1194.07 | 260.6 | 244.62 | 239.75 | 433.5 | 419.53 | 411.12 | 541.98 | 876.5 | 1055.01 | 1170.6 | 324 | 307.1 | 594.58 | 383.54 | 449.6 | 480.77 | 503.22 | 435.53 | 446.29 | 472.41 | 643.27 | 643.27 | 643.27 | 1811.06 | 1811.06 | 1757.3 | 1784.3 | 1813.64 | 1730.17 | 1696.29 | 1773.48 | 1712.72 | 2355.33 | 2355.33 | 2302.48 | 2329.03 | 2362.43 | 2260.29 | 2247.07 | 2322.95 | 2244.95 | 2237.45 | 2586.91
| 2052 | 167.83 | 167.83 | 167.83 | 167.83 | 167.83 | 167.83 | 167.83 | 167.83 | 140.45 | 167.83 | 136.28 | 136.28 | 250.51 | 268.87 | 239.69 | 268.87 | 268.87 | 268.87 | 268.87 | 268.87 | 391.94 | 268.87 | 368.57 | 268.87 | 1274.19 | 1274.19 | 1274.19 | 1274.19 | 1210.83 | 261.72 | 245.39 | 240.5 | 434.73 | 420.42 | 411.98 | 552.82 | 882.42 | 1059.86 | 1175.93 | 327.84 | 310.64 | 600.94 | 387.95 | 455.34 | 487.13 | 510.03 | 440.99 | 451.84 | 478.49 | 652.76 | 652.76 | 652.76 | 1840.21 | 1840.21 | 1785.37 | 1812.92 | 1843.01 | 1757.98 | 1723.31 | 1802.04 | 1740.13 | 2392.81 | 2392.81 | 2338.9 | 2365.98 | 2400.25 | 2296.22 | 2282.58 | 2359.98 | 2280.52 | 2273.08 | 2627.49
| 2053 | 167.22 | 167.22 | 167.22 | 167.22 | 167.22 | 167.22 | 167.22 | 167.22 | 139.36 | 167.22 | 135.25 | 135.25 | 250.67 | 270.66 | 240.96 | 270.66 | 270.66 | 270.66 | 270.66 | 270.66 | 396.2 | 270.66 | 372.56 | 270.66 | 1284.26 | 1284.26 | 1284.26 | 1284.26 | 1227.77 | 262.79 | 246.09 | 241.18 | 435.84 | 421.18 | 412.71 | 563.88 | 888.23 | 1064.49 | 1181 | 331.7 | 314.2 | 607.32 | 392.39 | 461.13 | 493.56 | 516.91 | 446.49 | 457.44 | 484.62 | 662.38 | 662.38 | 662.38 | 1869.8 | 1869.8 | 1813.86 | 1841.96 | 1872.83 | 1786.21 | 1750.74 | 1831.05 | 1767.95 | 2430.84 | 2430.84 | 2375.85 | 2403.48 | 2438.63 | 2332.69 | 2318.61 | 2397.56 | 2316.6 | 2309.24 | 2668.66
| 2054 | 166.52 | 166.52 | 166.52 | 166.52 | 166.52 | 166.52 | 166.52 | 166.52 | 138.18 | 166.52 | 134.11 | 134.11 | 250.73 | 272.42 | 242.18 | 272.42 | 272.42 | 272.42 | 272.42 | 272.42 | 400.47 | 272.42 | 376.56 | 272.42 | 1294.23 | 1294.23 | 1294.23 | 1294.23 | 1244.91 | 263.79 | 246.72 | 241.8 | 436.81 | 421.79 | 413.3 | 575.15 | 893.91 | 1068.87 | 1185.81 | 335.59 | 317.78 | 613.71 | 396.85 | 466.96 | 500.04 | 523.86 | 452.03 | 463.08 | 490.8 | 672.12 | 672.12 | 672.12 | 1899.84 | 1899.84 | 1842.78 | 1871.44 | 1903.11 | 1814.87 | 1778.57 | 1860.49 | 1796.19 | 2469.44 | 2469.44 | 2413.35 | 2441.53 | 2477.59 | 2369.69 | 2355.17 | 2435.69 | 2353.22 | 2345.94 | 2710.43
| 2055 | 165.72 | 165.72 | 165.72 | 165.72 | 165.72 | 165.72 | 165.72 | 165.72 | 136.89 | 165.72 | 132.88 | 132.88 | 250.69 | 274.14 | 243.36 | 274.14 | 274.14 | 274.14 | 274.14 | 274.14 | 404.75 | 274.14 | 380.57 | 274.14 | 1304.08 | 1304.08 | 1304.08 | 1304.08 | 1262.24 | 264.73 | 247.28 | 242.34 | 437.65 | 422.27 | 413.75 | 586.66 | 899.47 | 1073.01 | 1190.34 | 339.5 | 321.38 | 620.12 | 401.34 | 472.85 | 506.59 | 530.89 | 457.62 | 468.76 | 497.04 | 681.98 | 681.98 | 681.98 | 1930.33 | 1930.33 | 1872.13 | 1901.36 | 1933.84 | 1843.95 | 1806.82 | 1890.37 | 1824.86 | 2508.61 | 2508.61 | 2451.4 | 2480.14 | 2517.13 | 2407.24 | 2392.27 | 2474.4 | 2390.38 | 2383.18 | 2752.8
| 2056 | 164.82 | 164.82 | 164.82 | 164.82 | 164.82 | 164.82 | 164.82 | 164.82 | 135.5 | 164.82 | 131.55 | 131.55 | 250.55 | 275.83 | 244.48 | 275.83 | 275.83 | 275.83 | 275.83 | 275.83 | 409.04 | 275.83 | 384.59 | 275.83 | 1313.81 | 1313.81 | 1313.81 | 1313.81 | 1279.77 | 265.59 | 247.76 | 242.8 | 438.35 | 422.59 | 414.06 | 598.39 | 904.89 | 1076.88 | 1194.57 | 343.43 | 324.99 | 626.53 | 405.84 | 478.78 | 513.2 | 537.98 | 463.25 | 474.49 | 503.33 | 691.97 | 691.97 | 691.97 | 1961.28 | 1961.28 | 1901.92 | 1931.73 | 1965.05 | 1873.48 | 1835.49 | 1920.71 | 1853.94 | 2548.36 | 2548.36 | 2490.01 | 2519.32 | 2557.27 | 2445.35 | 2429.9 | 2513.68 | 2428.09 | 2420.97 | 2795.78
| 2057 | 163.83 | 163.83 | 163.83 | 163.83 | 163.83 | 163.83 | 163.83 | 163.83 | 133.99 | 163.83 | 130.11 | 130.11 | 250.31 | 277.46 | 245.55 | 277.46 | 277.46 | 277.46 | 277.46 | 277.46 | 413.35 | 277.46 | 388.62 | 277.46 | 1323.41 | 1323.41 | 1323.41 | 1323.41 | 1297.49 | 266.39 | 248.16 | 243.19 | 438.9 | 422.76 | 414.21 | 610.36 | 910.17 | 1080.47 | 1198.5 | 347.39 | 328.61 | 632.95 | 410.37 | 484.77 | 519.87 | 545.15 | 468.92 | 480.26 | 509.68 | 702.09 | 702.09 | 702.09 | 1992.69 | 1992.69 | 1932.15 | 1962.56 | 1996.73 | 1903.45 | 1864.58 | 1951.5 | 1883.47 | 2588.7 | 2588.7 | 2529.18 | 2559.07 | 2598 | 2484.01 | 2468.09 | 2553.54 | 2466.34 | 2459.33 | 2839.38
| 2058 | 162.72 | 162.72 | 162.72 | 162.72 | 162.72 | 162.72 | 162.72 | 162.72 | 132.38 | 162.72 | 128.56 | 128.56 | 249.96 | 279.06 | 246.57 | 279.06 | 279.06 | 279.06 | 279.06 | 279.06 | 417.66 | 279.06 | 392.66 | 279.06 | 1332.87 | 1332.87 | 1332.87 | 1332.87 | 1315.41 | 267.11 | 248.48 | 243.5 | 439.3 | 422.77 | 414.2 | 622.56 | 915.3 | 1083.79 | 1202.11 | 351.36 | 332.26 | 639.38 | 414.91 | 490.8 | 526.6 | 552.39 | 474.64 | 486.06 | 516.07 | 712.33 | 712.33 | 712.33 | 2024.58 | 2024.58 | 1962.82 | 1993.84 | 2028.89 | 1933.87 | 1894.1 | 1982.76 | 1913.43 | 2629.63 | 2629.63 | 2568.92 | 2599.41 | 2639.34 | 2523.24 | 2506.83 | 2593.99 | 2505.16 | 2498.24 | 2883.61
| 2059 | 161.51 | 161.51 | 161.51 | 161.51 | 161.51 | 161.51 | 161.51 | 161.51 | 130.64 | 161.51 | 126.89 | 126.89 | 249.49 | 280.61 | 247.53 | 280.61 | 280.61 | 280.61 | 280.61 | 280.61 | 421.98 | 280.61 | 396.71 | 280.61 | 1342.17 | 1342.17 | 1342.17 | 1342.17 | 1333.53 | 267.76 | 248.71 | 243.72 | 439.54 | 422.61 | 414.03 | 635.02 | 920.26 | 1086.8 | 1205.38 | 355.36 | 335.91 | 645.81 | 419.47 | 496.88 | 533.4 | 559.7 | 480.39 | 491.91 | 522.52 | 722.71 | 722.71 | 722.71 | 2056.95 | 2056.95 | 1993.95 | 2025.6 | 2061.54 | 1964.74 | 1924.05 | 2014.49 | 1943.84 | 2671.16 | 2671.16 | 2609.23 | 2640.34 | 2681.29 | 2563.05 | 2546.13 | 2635.03 | 2544.54 | 2537.73 | 2928.47
| 2060 | 160.18 | 160.18 | 160.18 | 160.18 | 160.18 | 160.18 | 160.18 | 160.18 | 128.78 | 160.18 | 125.11 | 125.11 | 248.9 | 282.1 | 248.43 | 282.1 | 282.1 | 282.1 | 282.1 | 282.1 | 426.3 | 282.1 | 400.76 | 282.1 | 1351.32 | 1351.32 | 1351.32 | 1351.32 | 1351.85 | 268.32 | 248.85 | 243.85 | 439.61 | 422.27 | 413.68 | 647.72 | 925.07 | 1089.49 | 1208.3 | 359.37 | 339.58 | 652.25 | 424.05 | 503 | 540.25 | 567.08 | 486.19 | 497.8 | 529.02 | 733.21 | 733.21 | 733.21 | 2089.8 | 2089.8 | 2025.55 | 2057.82 | 2094.69 | 1996.08 | 1954.44 | 2046.69 | 1974.7 | 2713.3 | 2713.3 | 2650.14 | 2681.86 | 2723.87 | 2603.45 | 2586 | 2676.68 | 2584.49 | 2577.8 | 2973.97
22 | Nominal LCOE, $/MWh
| 2023 | 42.17 | 39.46 | 45.8 | 45.63 | 37.03 | 42.6 | 46.59 | 36.53 | 37.03 | 42.31 | 33.59 | 33.59 | 98.82 | 76.43 | 51.86 | 53.79 | 63.04 | 53.79 | 72.62 | 76.43 | 111.55 | 63.04 | 93.84 | 53.79 | 278.46 | 262.58 | 230.63 | 243.32 | 233.05 | 161.2 | 156.97 | 152.05 | 137.67 | 137.62 | 133.24 | 85.82 | 214.43 | 397.24 | 3660.39 | 69.7 | 292.03 | 527.11 | 68.89 | 83.64 | 90.6 | 95.61 | 80.5 | 77.17 | 82.66 | 118.54 | 118.54 | 118.54 | 134.79 | 134.79 | 129.41 | 132.12 | 130.34 | 124.36 | 118.59 | 126.32 | 123.69 | 186.93 | 186.93 | 181.77 | 184.36 | 178.63 | 171.76 | 167.36 | 174.77 | 172.52 | 171.84 | 220.9
| 2024 | 42.44 | 39.71 | 46.11 | 45.93 | 37.25 | 42.88 | 46.9 | 36.74 | 36.89 | 42.58 | 33.6 | 33.6 | 100.06 | 78.48 | 52.91 | 55.31 | 64.78 | 55.31 | 74.58 | 78.48 | 110 | 64.78 | 91.6 | 55.31 | 294.15 | 277.37 | 243.63 | 257.02 | 239.06 | 162.24 | 157.01 | 152.39 | 138.05 | 137.29 | 133.17 | 89.88 | 223.87 | 413.84 | 3799.88 | 71.06 | 298.17 | 538.09 | 66.45 | 79.87 | 86.21 | 90.77 | 77.02 | 73.77 | 78.77 | 111.42 | 111.42 | 111.42 | 136.43 | 136.43 | 131.43 | 133.94 | 133.13 | 126.75 | 122.22 | 129.4 | 126.07 | 188.12 | 188.12 | 183.26 | 185.7 | 181.84 | 174.36 | 171.24 | 178.21 | 174.84 | 174.07 | 219.2
| 2025 | 57.72 | 54.39 | 62.19 | 61.98 | 51.39 | 58.25 | 63.16 | 50.77 | 51.86 | 57.89 | 48.27 | 48.27 | 101.35 | 92.05 | 63.34 | 65.82 | 76.54 | 65.82 | 87.63 | 92.05 | 123.41 | 76.54 | 103.17 | 65.82 | 325.62 | 307.05 | 269.69 | 284.52 | 208.47 | 243.6 | 241.89 | 234.01 | 210.81 | 213.41 | 206.35 | 94.54 | 233.14 | 430.01 | 3934.54 | 72.4 | 304.48 | 549.38 | 75.05 | 88.6 | 95 | 99.6 | 85.71 | 81.93 | 86.98 | 119.96 | 119.96 | 119.96 | 139.54 | 139.54 | 134.48 | 137.02 | 137.17 | 130.41 | 126.14 | 133.39 | 129.49 | 191.19 | 191.19 | 186.27 | 188.74 | 186.64 | 178.59 | 175.9 | 182.96 | 178.62 | 177.99 | 220.29
| 2026 | 57.99 | 54.62 | 62.49 | 62.28 | 51.61 | 58.52 | 63.47 | 50.98 | 51.64 | 58.16 | 48.24 | 48.24 | 102.41 | 93.81 | 64.21 | 67.08 | 78 | 67.08 | 89.3 | 93.81 | 125.31 | 78 | 104.52 | 67.08 | 342.47 | 322.93 | 283.64 | 299.24 | 214.32 | 249.04 | 245.68 | 238.39 | 215.2 | 216.51 | 209.97 | 99.05 | 242.19 | 445.69 | 4063.93 | 73.59 | 310.13 | 559.25 | 75.94 | 89.58 | 96.01 | 100.65 | 86.67 | 82.72 | 87.8 | 120.99 | 120.99 | 120.99 | 142.3 | 142.3 | 137.2 | 139.76 | 140.9 | 133.76 | 129.77 | 137.09 | 132.59 | 193.59 | 193.59 | 188.62 | 191.12 | 190.81 | 182.2 | 179.95 | 187.09 | 181.77 | 181.3 | 221.58
| 2027 | 57.22 | 53.87 | 61.71 | 61.5 | 50.86 | 57.75 | 62.69 | 50.24 | 50.45 | 57.39 | 47.26 | 47.26 | 101.7 | 94.61 | 64.33 | 67.6 | 78.64 | 67.6 | 90.06 | 94.61 | 126.22 | 78.64 | 105.04 | 67.6 | 355.1 | 334.84 | 294.11 | 310.28 | 219.13 | 250.97 | 246.03 | 239.4 | 216.52 | 216.55 | 210.6 | 102.07 | 248.32 | 455.88 | 4144.75 | 74.33 | 312.77 | 563.43 | 76.19 | 89.89 | 96.36 | 101.01 | 86.98 | 82.88 | 87.98 | 121.31 | 121.31 | 121.31 | 143.29 | 143.29 | 138.15 | 140.73 | 142.86 | 135.4 | 131.64 | 139.02 | 133.98 | 193.77 | 193.77 | 188.75 | 191.27 | 192.71 | 183.61 | 181.74 | 188.96 | 182.74 | 182.46 | 220.7
| 2028 | 55.34 | 52.04 | 59.75 | 59.54 | 49.08 | 55.86 | 60.71 | 48.47 | 48.52 | 55.51 | 45.4 | 45.4 | 99.14 | 94.2 | 63.78 | 67.18 | 78.22 | 67.18 | 89.65 | 94.2 | 125.9 | 78.22 | 104.6 | 67.18 | 358.58 | 338.12 | 296.99 | 313.32 | 221.87 | 248.55 | 243.53 | 236.91 | 214.06 | 214.06 | 208.13 | 102.73 | 248.22 | 454.58 | 4125.46 | 74.95 | 315.2 | 567.07 | 75.75 | 89.48 | 95.96 | 100.63 | 86.56 | 82.47 | 87.58 | 121 | 121 | 121 | 142.54 | 142.54 | 137.37 | 139.97 | 142.11 | 134.64 | 130.84 | 138.25 | 133.21 | 191.13 | 191.13 | 186.07 | 188.61 | 190.14 | 181.06 | 179.09 | 186.36 | 180.14 | 179.95 | 214.84
| 2029 | 53.39 | 50.15 | 57.73 | 57.53 | 47.25 | 53.91 | 58.68 | 46.64 | 46.55 | 53.56 | 43.49 | 43.49 | 96.46 | 93.67 | 63.14 | 66.66 | 77.69 | 66.66 | 89.12 | 93.67 | 125.4 | 77.69 | 104 | 66.66 | 361.51 | 340.88 | 299.41 | 315.88 | 224.56 | 245.74 | 240.63 | 234.05 | 211.24 | 211.23 | 205.32 | 103.24 | 247.66 | 452.42 | 4098.67 | 75.56 | 317.09 | 569.66 | 75.16 | 88.91 | 95.39 | 100.06 | 85.98 | 81.9 | 87.01 | 120.46 | 120.46 | 120.46 | 141.68 | 141.68 | 136.49 | 139.1 | 141.26 | 133.78 | 129.94 | 137.39 | 132.34 | 188.5 | 188.5 | 183.41 | 185.97 | 187.58 | 178.51 | 176.46 | 183.77 | 177.56 | 177.46 | 209.48
| 2030 | 64.83 | 62.36 | 68.13 | 67.98 | 60.15 | 65.22 | 68.85 | 59.69 | 58.43 | 64.96 | 55.96 | 55.96 | 125.46 | 104.74 | 78.98 | 81.75 | 91.14 | 81.75 | 100.87 | 104.74 | 135.77 | 91.14 | 117.18 | 81.75 | 427.76 | 403.35 | 354.28 | 373.76 | 228.69 | 161.37 | 152.69 | 149.1 | 134.92 | 131.78 | 128.57 | 105.12 | 249.69 | 454.98 | 4112.18 | 76.52 | 321.28 | 576.37 | 92.01 | 105.23 | 111.47 | 115.96 | 102.41 | 98.9 | 103.82 | 135.99 | 135.99 | 135.99 | 142.45 | 142.45 | 137.16 | 139.82 | 142.04 | 134.49 | 130.49 | 138.09 | 133 | 187.68 | 187.68 | 182.49 | 185.1 | 186.82 | 177.71 | 175.48 | 182.94 | 176.7 | 176.7 | 206.48
| 2031 | 64.26 | 61.81 | 67.53 | 67.38 | 59.62 | 64.65 | 68.24 | 59.16 | 57.83 | 64.38 | 55.38 | 55.38 | 123.55 | 105.44 | 79.41 | 82.29 | 91.75 | 82.29 | 101.54 | 105.44 | 137.13 | 91.75 | 118.35 | 82.29 | 377.72 | 356.17 | 312.84 | 330.05 | 232.83 | 162.34 | 153.43 | 149.83 | 135.56 | 132.31 | 129.09 | 107.22 | 251.62 | 457.59 | 4135.88 | 77.52 | 325.67 | 583.61 | 92.97 | 106.46 | 112.82 | 117.4 | 103.59 | 100.02 | 105.04 | 137.85 | 137.85 | 137.85 | 143.6 | 143.6 | 138.21 | 140.92 | 143.18 | 135.55 | 131.39 | 139.14 | 134.02 | 187.74 | 187.74 | 182.44 | 185.1 | 186.9 | 177.74 | 175.34 | 182.94 | 176.67 | 176.75 | 204.72
| 2032 | 63.68 | 61.26 | 66.93 | 66.77 | 59.08 | 64.07 | 67.63 | 58.63 | 57.23 | 63.81 | 54.81 | 54.81 | 121.56 | 106.14 | 79.85 | 82.84 | 92.36 | 82.84 | 102.22 | 106.14 | 138.52 | 92.36 | 119.53 | 82.84 | 341.51 | 322.03 | 282.85 | 298.41 | 237.08 | 163.31 | 154.18 | 150.56 | 136.19 | 132.83 | 129.6 | 109.36 | 253.56 | 460.23 | 4159.88 | 78.58 | 330.3 | 591.21 | 93.95 | 107.71 | 114.2 | 118.87 | 104.78 | 101.17 | 106.28 | 139.75 | 139.75 | 139.75 | 144.82 | 144.82 | 139.31 | 142.08 | 144.37 | 136.68 | 132.36 | 140.26 | 135.1 | 187.94 | 187.94 | 182.54 | 185.25 | 187.12 | 177.91 | 175.32 | 183.08 | 176.78 | 176.94 | 203.27
| 2033 | 63.11 | 60.71 | 66.32 | 66.17 | 58.55 | 63.49 | 67.02 | 58.1 | 56.64 | 63.23 | 54.24 | 54.24 | 119.49 | 106.86 | 80.29 | 83.4 | 92.98 | 83.4 | 102.9 | 106.86 | 139.94 | 92.98 | 120.74 | 83.4 | 333.12 | 314.12 | 275.91 | 291.08 | 241.47 | 164.28 | 154.92 | 151.29 | 136.82 | 133.35 | 130.11 | 111.55 | 255.52 | 462.89 | 4184.18 | 79.6 | 334.79 | 598.58 | 94.95 | 108.98 | 115.6 | 120.37 | 105.99 | 102.33 | 107.55 | 141.69 | 141.69 | 141.69 | 146.1 | 146.1 | 140.48 | 143.3 | 145.63 | 137.86 | 133.37 | 141.43 | 136.24 | 188.27 | 188.27 | 182.75 | 185.52 | 187.45 | 178.19 | 175.42 | 183.33 | 177.01 | 177.24 | 202.09
| 2034 | 62.53 | 60.15 | 65.72 | 65.57 | 58.02 | 62.91 | 66.41 | 57.57 | 56.04 | 62.65 | 53.67 | 53.67 | 117.32 | 107.58 | 80.74 | 83.96 | 93.61 | 83.96 | 103.6 | 107.58 | 141.38 | 93.61 | 121.97 | 83.96 | 328.07 | 309.35 | 271.72 | 286.66 | 245.93 | 165.26 | 155.66 | 152.02 | 137.45 | 133.87 | 130.61 | 113.78 | 257.5 | 465.58 | 4208.78 | 80.68 | 339.52 | 606.31 | 95.97 | 110.28 | 117.03 | 121.89 | 107.23 | 103.52 | 108.84 | 143.66 | 143.66 | 143.66 | 147.43 | 147.43 | 141.7 | 144.58 | 146.93 | 139.1 | 134.43 | 142.66 | 137.43 | 188.71 | 188.71 | 183.08 | 185.91 | 187.89 | 178.58 | 175.62 | 183.69 | 177.34 | 177.65 | 201.13
| 2035 | 61.95 | 59.59 | 65.11 | 64.96 | 57.48 | 62.33 | 65.8 | 57.04 | 55.45 | 62.07 | 53.1 | 53.1 | 115.07 | 108.32 | 81.2 | 84.54 | 94.25 | 84.54 | 104.31 | 108.32 | 142.84 | 94.25 | 123.22 | 84.54 | 325.09 | 306.55 | 269.25 | 284.06 | 250.48 | 166.24 | 156.4 | 152.75 | 138.07 | 134.38 | 131.11 | 116.06 | 259.51 | 468.3 | 4233.68 | 81.75 | 344.11 | 613.8 | 97 | 111.6 | 118.49 | 123.45 | 108.49 | 104.73 | 110.16 | 145.67 | 145.67 | 145.67 | 148.82 | 148.82 | 142.98 | 145.91 | 148.29 | 140.38 | 135.54 | 143.93 | 138.67 | 189.24 | 189.24 | 183.51 | 186.39 | 188.42 | 179.06 | 175.91 | 184.14 | 177.77 | 178.15 | 200.35
| 2036 | 61.75 | 59.4 | 64.9 | 64.75 | 57.29 | 62.13 | 65.58 | 56.86 | 55.11 | 61.87 | 52.78 | 52.78 | 115.3 | 109.07 | 81.66 | 85.12 | 94.9 | 85.12 | 105.03 | 109.07 | 144.33 | 94.9 | 124.49 | 85.12 | 310.1 | 292.41 | 256.84 | 270.96 | 255.06 | 167.23 | 157.15 | 153.47 | 138.7 | 134.89 | 131.61 | 118.38 | 261.54 | 471.05 | 4258.9 | 82.98 | 348.96 | 621.67 | 98.06 | 112.95 | 119.97 | 125.03 | 109.78 | 105.96 | 111.5 | 147.72 | 147.72 | 147.72 | 151.29 | 151.29 | 145.33 | 148.32 | 150.77 | 142.71 | 137.76 | 146.32 | 140.95 | 192.34 | 192.34 | 186.49 | 189.43 | 191.54 | 181.99 | 178.77 | 187.17 | 180.67 | 181.08 | 203.58
| 2037 | 61.56 | 59.22 | 64.7 | 64.55 | 57.12 | 61.94 | 65.38 | 56.68 | 54.78 | 61.69 | 52.47 | 52.47 | 115.51 | 109.82 | 82.13 | 85.71 | 95.56 | 85.71 | 105.76 | 109.82 | 145.85 | 95.56 | 125.78 | 85.71 | 301.67 | 284.46 | 249.86 | 263.6 | 269.06 | 178.77 | 168.17 | 164.51 | 148.88 | 144.65 | 141.4 | 131.41 | 286.28 | 515.07 | 4636.24 | 84.26 | 353.66 | 629.33 | 99.13 | 114.32 | 121.49 | 126.65 | 111.09 | 107.21 | 112.86 | 149.81 | 149.81 | 149.81 | 164.58 | 164.58 | 158.55 | 161.58 | 164.32 | 155.86 | 151.17 | 159.82 | 154.03 | 210.2 | 210.2 | 204.29 | 207.26 | 209.74 | 199.68 | 196.84 | 205.32 | 198.26 | 198.39 | 224.86
| 2038 | 61.39 | 59.05 | 64.52 | 64.37 | 56.95 | 61.76 | 65.2 | 56.52 | 54.46 | 61.51 | 52.16 | 52.16 | 115.7 | 110.59 | 82.61 | 86.31 | 96.23 | 86.31 | 106.5 | 110.59 | 147.39 | 96.23 | 127.1 | 86.31 | 296.64 | 279.72 | 245.69 | 259.2 | 284.18 | 191.16 | 180.15 | 176.44 | 159.84 | 155.27 | 152 | 146.02 | 313.97 | 564.28 | 5057.13 | 85.55 | 358.62 | 637.33 | 100.23 | 115.72 | 123.03 | 128.29 | 112.42 | 108.49 | 114.25 | 151.94 | 151.94 | 151.94 | 179.43 | 179.43 | 173.34 | 176.4 | 179.36 | 170.5 | 166.08 | 174.81 | 168.61 | 230.4 | 230.4 | 224.43 | 227.43 | 230.26 | 219.64 | 217.22 | 225.8 | 218.14 | 217.93 | 248.9
| 2039 | 61.22 | 58.89 | 64.34 | 64.19 | 56.8 | 61.59 | 65.02 | 56.37 | 54.15 | 61.34 | 51.87 | 51.87 | 115.86 | 111.37 | 83.09 | 86.92 | 96.91 | 86.92 | 107.25 | 111.37 | 148.96 | 96.91 | 128.45 | 86.92 | 293.67 | 276.92 | 243.23 | 256.61 | 313.55 | 219.25 | 208.29 | 204.18 | 185.12 | 180.47 | 176.89 | 179.15 | 382.43 | 687.17 | 6104.65 | 86.84 | 363.63 | 645.4 | 101.34 | 117.14 | 124.6 | 129.97 | 113.78 | 109.79 | 115.67 | 154.11 | 154.11 | 154.11 | 213.26 | 213.26 | 207.21 | 210.25 | 213.32 | 203.79 | 200.12 | 208.8 | 201.89 | 277.93 | 277.93 | 271.98 | 274.97 | 278.46 | 266.76 | 265.48 | 274.02 | 265.12 | 263.98 | 306.03
| 2040 | 61.07 | 58.74 | 64.18 | 64.03 | 56.66 | 61.44 | 64.86 | 56.22 | 53.85 | 61.19 | 51.59 | 51.59 | 116 | 112.16 | 83.58 | 87.54 | 97.6 | 87.54 | 108.02 | 112.16 | 150.56 | 97.6 | 129.81 | 87.54 | 292.1 | 275.43 | 241.93 | 255.23 | 318.92 | 220.42 | 209.2 | 205.07 | 185.89 | 181.12 | 177.53 | 182.73 | 385.21 | 690.81 | 6136.22 | 88.17 | 368.47 | 653.19 | 102.48 | 118.59 | 126.2 | 131.67 | 115.16 | 111.11 | 117.11 | 156.32 | 156.32 | 156.32 | 216.7 | 216.7 | 210.53 | 213.63 | 216.78 | 207.07 | 203.31 | 212.17 | 205.13 | 282.36 | 282.36 | 276.3 | 279.34 | 282.93 | 271.01 | 269.69 | 278.4 | 269.33 | 268.2 | 310.85
| 2041 | 60.92 | 58.6 | 64.03 | 63.88 | 56.52 | 61.29 | 64.7 | 56.09 | 53.55 | 61.04 | 51.31 | 51.31 | 116.11 | 112.97 | 84.08 | 88.16 | 98.3 | 88.16 | 108.79 | 112.97 | 152.18 | 98.3 | 131.2 | 88.16 | 291.52 | 274.89 | 241.45 | 254.73 | 324.48 | 221.59 | 210.12 | 205.97 | 186.67 | 181.77 | 178.16 | 186.39 | 388.01 | 694.48 | 6168.15 | 89.48 | 373.59 | 661.39 | 103.63 | 120.07 | 127.83 | 133.41 | 116.57 | 112.46 | 118.58 | 158.58 | 158.58 | 158.58 | 220.19 | 220.19 | 213.9 | 217.06 | 220.3 | 210.4 | 206.56 | 215.59 | 208.41 | 286.86 | 286.86 | 280.68 | 283.78 | 287.47 | 275.33 | 273.96 | 282.84 | 273.6 | 272.48 | 315.74
| 2042 | 60.79 | 58.47 | 63.89 | 63.74 | 56.4 | 61.16 | 64.56 | 55.97 | 53.27 | 60.91 | 51.04 | 51.04 | 116.2 | 113.78 | 84.58 | 88.8 | 99.01 | 88.8 | 109.57 | 113.78 | 153.83 | 99.01 | 132.62 | 88.8 | 291.71 | 275.06 | 241.6 | 254.89 | 329.97 | 222.77 | 211.03 | 206.86 | 187.43 | 182.41 | 178.79 | 190.11 | 390.84 | 698.18 | 6200.43 | 90.85 | 378.53 | 669.29 | 104.81 | 121.57 | 129.48 | 135.18 | 118 | 113.84 | 120.08 | 160.87 | 160.87 | 160.87 | 223.74 | 223.74 | 217.32 | 220.55 | 223.87 | 213.79 | 209.86 | 219.07 | 211.76 | 291.44 | 291.44 | 285.13 | 288.3 | 292.08 | 279.72 | 278.3 | 287.36 | 277.95 | 276.82 | 320.71
| 2043 | 60.66 | 58.36 | 63.76 | 63.61 | 56.28 | 61.03 | 64.43 | 55.85 | 53 | 60.78 | 50.79 | 50.79 | 116.25 | 114.61 | 85.09 | 89.44 | 99.73 | 89.44 | 110.37 | 114.61 | 155.51 | 99.73 | 134.06 | 89.44 | 292.49 | 275.8 | 242.25 | 255.57 | 335.68 | 223.94 | 211.94 | 207.76 | 188.2 | 183.05 | 179.41 | 193.92 | 393.7 | 701.92 | 6233.07 | 92.23 | 383.76 | 677.62 | 106 | 123.11 | 131.18 | 136.99 | 119.46 | 115.24 | 121.6 | 163.21 | 163.21 | 163.21 | 227.35 | 227.35 | 220.8 | 224.09 | 227.5 | 217.23 | 213.21 | 222.61 | 215.16 | 296.09 | 296.09 | 289.65 | 292.89 | 296.76 | 284.18 | 282.72 | 291.96 | 282.36 | 281.24 | 325.76
| 2044 | 60.55 | 58.25 | 63.64 | 63.49 | 56.18 | 60.92 | 64.31 | 55.75 | 52.73 | 60.67 | 50.54 | 50.54 | 116.28 | 115.44 | 85.61 | 90.1 | 100.45 | 90.1 | 111.17 | 115.44 | 157.22 | 100.45 | 135.52 | 90.1 | 293.76 | 277 | 243.3 | 256.68 | 341.4 | 225.13 | 212.86 | 208.65 | 188.96 | 183.68 | 180.03 | 197.79 | 396.59 | 705.7 | 6266.09 | 93.64 | 388.8 | 685.63 | 107.22 | 124.67 | 132.9 | 138.82 | 120.95 | 116.66 | 123.15 | 165.6 | 165.6 | 165.6 | 231.02 | 231.02 | 224.34 | 227.7 | 231.19 | 220.73 | 216.62 | 226.2 | 218.61 | 300.81 | 300.81 | 294.25 | 297.55 | 301.53 | 288.71 | 287.2 | 296.62 | 286.85 | 285.74 | 330.89
| 2045 | 60.45 | 58.15 | 63.53 | 63.38 | 56.08 | 60.81 | 64.2 | 55.66 | 52.48 | 60.57 | 50.3 | 50.3 | 116.27 | 116.29 | 86.14 | 90.76 | 101.19 | 90.76 | 111.99 | 116.29 | 158.96 | 101.19 | 137.01 | 90.76 | 295.43 | 278.58 | 244.69 | 258.14 | 347.16 | 226.31 | 213.77 | 209.54 | 189.72 | 184.31 | 180.64 | 201.75 | 399.5 | 709.51 | 6299.48 | 95.02 | 394.17 | 694.13 | 108.46 | 126.26 | 134.65 | 140.7 | 122.47 | 118.11 | 124.73 | 168.03 | 168.03 | 168.03 | 234.75 | 234.75 | 227.94 | 231.36 | 234.95 | 224.29 | 220.08 | 229.86 | 222.12 | 305.62 | 305.62 | 298.92 | 302.28 | 306.37 | 293.31 | 291.75 | 301.37 | 291.41 | 290.3 | 336.1
| 2046 | 60.36 | 58.06 | 63.43 | 63.29 | 56 | 60.72 | 64.1 | 55.57 | 52.23 | 60.47 | 50.06 | 50.06 | 116.24 | 117.15 | 86.67 | 91.43 | 101.94 | 91.43 | 112.82 | 117.15 | 160.73 | 101.94 | 138.53 | 91.43 | 297.46 | 280.49 | 246.37 | 259.92 | 353.03 | 227.5 | 214.67 | 210.42 | 190.48 | 184.94 | 181.25 | 205.79 | 402.45 | 713.36 | 6333.26 | 96.45 | 399.31 | 702.25 | 109.72 | 127.87 | 136.44 | 142.6 | 124.01 | 119.59 | 126.35 | 170.51 | 170.51 | 170.51 | 238.54 | 238.54 | 231.59 | 235.08 | 238.76 | 227.91 | 223.6 | 233.57 | 225.68 | 310.5 | 310.5 | 303.67 | 307.1 | 311.29 | 297.99 | 296.38 | 306.19 | 296.05 | 294.94 | 341.39
| 2047 | 60.27 | 57.98 | 63.34 | 63.2 | 55.92 | 60.64 | 64.01 | 55.49 | 51.99 | 60.39 | 49.84 | 49.84 | 116.17 | 118.03 | 87.21 | 92.11 | 102.7 | 92.11 | 113.66 | 118.03 | 162.53 | 102.7 | 140.08 | 92.11 | 299.8 | 282.69 | 248.3 | 261.96 | 359.05 | 228.69 | 215.58 | 211.31 | 191.23 | 185.55 | 181.85 | 209.9 | 405.42 | 717.24 | 6367.43 | 97.91 | 404.77 | 710.82 | 111.01 | 129.52 | 138.26 | 144.55 | 125.58 | 121.1 | 127.99 | 173.03 | 173.03 | 173.03 | 242.39 | 242.39 | 235.3 | 238.86 | 242.64 | 231.58 | 227.17 | 237.35 | 229.31 | 315.46 | 315.46 | 308.49 | 311.99 | 316.29 | 302.75 | 301.08 | 311.09 | 300.75 | 299.65 | 346.77
| 2048 | 60.2 | 57.91 | 63.27 | 63.12 | 55.85 | 60.57 | 63.94 | 55.43 | 51.76 | 60.32 | 49.62 | 49.62 | 116.07 | 118.91 | 87.76 | 92.8 | 103.47 | 92.8 | 114.51 | 118.91 | 164.35 | 103.47 | 141.65 | 92.8 | 302.4 | 285.15 | 250.46 | 264.23 | 365.11 | 229.88 | 216.48 | 212.19 | 191.98 | 186.16 | 182.44 | 214.1 | 408.42 | 721.17 | 6402 | 99.39 | 410.01 | 719.03 | 112.32 | 131.2 | 140.11 | 146.53 | 127.18 | 122.63 | 129.66 | 175.6 | 175.6 | 175.6 | 246.31 | 246.31 | 239.08 | 242.71 | 246.58 | 235.32 | 230.81 | 241.18 | 232.99 | 320.5 | 320.5 | 313.39 | 316.96 | 321.37 | 307.58 | 305.86 | 316.06 | 305.54 | 304.45 | 352.23
| 2049 | 60.14 | 57.85 | 63.2 | 63.06 | 55.8 | 60.5 | 63.87 | 55.37 | 51.54 | 60.26 | 49.41 | 49.41 | 115.93 | 119.81 | 88.31 | 93.5 | 104.25 | 93.5 | 115.37 | 119.81 | 166.21 | 104.25 | 143.25 | 93.5 | 305.25 | 287.84 | 252.82 | 266.73 | 371.2 | 231.07 | 217.38 | 213.06 | 192.72 | 186.76 | 183.03 | 218.38 | 411.45 | 725.13 | 6436.98 | 100.89 | 415.58 | 727.71 | 113.65 | 132.91 | 142 | 148.54 | 128.81 | 124.19 | 131.36 | 178.22 | 178.22 | 178.22 | 250.29 | 250.29 | 242.91 | 246.62 | 250.59 | 239.12 | 234.5 | 245.08 | 236.74 | 325.62 | 325.62 | 318.37 | 322.01 | 326.54 | 312.49 | 310.72 | 321.12 | 310.4 | 309.31 | 357.79
| 2050 | 60.08 | 57.8 | 63.15 | 63 | 55.75 | 60.45 | 63.81 | 55.32 | 51.32 | 60.2 | 49.21 | 49.21 | 115.76 | 120.71 | 88.87 | 94.21 | 105.04 | 94.21 | 116.25 | 120.71 | 168.11 | 105.04 | 144.87 | 94.21 | 308.33 | 290.74 | 255.37 | 269.41 | 376.77 | 232.27 | 218.27 | 213.93 | 193.46 | 187.36 | 183.6 | 222.75 | 414.51 | 729.13 | 6472.36 | 102.37 | 420.92 | 736.03 | 115.01 | 134.65 | 143.92 | 150.6 | 130.47 | 125.78 | 133.09 | 180.89 | 180.89 | 180.89 | 254.33 | 254.33 | 246.81 | 250.59 | 254.67 | 242.98 | 238.25 | 249.05 | 240.54 | 330.82 | 330.82 | 323.43 | 327.14 | 331.79 | 317.48 | 315.65 | 326.27 | 315.34 | 314.26 | 363.43
| 2051 | 59.93 | 57.65 | 62.98 | 62.84 | 55.6 | 60.29 | 63.65 | 55.18 | 51 | 60.05 | 48.91 | 48.91 | 115.91 | 121.56 | 89.38 | 94.87 | 105.78 | 94.87 | 117.06 | 121.56 | 169.96 | 105.78 | 146.46 | 94.87 | 310.85 | 293.12 | 257.46 | 271.62 | 382.98 | 233.33 | 219.02 | 214.66 | 194.07 | 187.81 | 184.04 | 227.2 | 417.38 | 732.65 | 6503.32 | 103.92 | 426.43 | 744.56 | 116.34 | 136.38 | 145.83 | 152.64 | 132.11 | 127.36 | 134.81 | 183.57 | 183.57 | 183.57 | 258.43 | 258.43 | 250.76 | 254.61 | 258.8 | 246.89 | 242.05 | 253.06 | 244.4 | 336.09 | 336.09 | 328.55 | 332.34 | 337.1 | 322.53 | 320.64 | 331.47 | 320.34 | 319.27 | 369.14
| 2052 | 59.74 | 57.47 | 62.79 | 62.64 | 55.43 | 60.1 | 63.45 | 55.01 | 50.64 | 59.86 | 48.57 | 48.57 | 116.02 | 122.39 | 89.87 | 95.52 | 106.5 | 95.52 | 117.87 | 122.39 | 171.82 | 106.5 | 148.06 | 95.52 | 313.36 | 295.48 | 259.53 | 273.8 | 389.28 | 234.33 | 219.7 | 215.33 | 194.62 | 188.21 | 184.43 | 231.75 | 420.2 | 736.02 | 6532.93 | 105.5 | 431.99 | 753.13 | 117.68 | 138.12 | 147.76 | 154.71 | 133.77 | 128.94 | 136.54 | 186.28 | 186.28 | 186.28 | 262.59 | 262.59 | 254.76 | 258.69 | 262.99 | 250.85 | 245.91 | 257.14 | 248.31 | 341.44 | 341.44 | 333.75 | 337.61 | 342.5 | 327.66 | 325.71 | 336.75 | 325.42 | 324.36 | 374.93
| 2053 | 59.52 | 57.26 | 62.56 | 62.41 | 55.23 | 59.89 | 63.22 | 54.81 | 50.25 | 59.64 | 48.2 | 48.2 | 116.1 | 123.21 | 90.35 | 96.16 | 107.21 | 96.16 | 118.65 | 123.21 | 173.68 | 107.21 | 149.66 | 96.16 | 315.83 | 297.81 | 261.59 | 275.97 | 395.68 | 235.28 | 220.33 | 215.94 | 195.11 | 188.55 | 184.76 | 236.38 | 422.96 | 739.23 | 6561.13 | 107.1 | 437.6 | 761.76 | 119.02 | 139.87 | 149.71 | 156.79 | 135.43 | 130.54 | 138.29 | 189.02 | 189.02 | 189.02 | 266.81 | 266.81 | 258.83 | 262.84 | 267.24 | 254.88 | 249.82 | 261.28 | 252.28 | 346.87 | 346.87 | 339.02 | 342.96 | 347.98 | 332.86 | 330.85 | 342.12 | 330.57 | 329.52 | 380.8
| 2054 | 59.27 | 57.02 | 62.29 | 62.15 | 54.99 | 59.63 | 62.95 | 54.57 | 49.83 | 59.39 | 47.8 | 47.8 | 116.12 | 124.01 | 90.8 | 96.78 | 107.91 | 96.78 | 119.42 | 124.01 | 175.56 | 107.91 | 151.27 | 96.78 | 318.29 | 300.13 | 263.62 | 278.11 | 402.19 | 236.18 | 220.9 | 216.49 | 195.55 | 188.82 | 185.02 | 241.11 | 425.67 | 742.27 | 6587.84 | 108.72 | 443.26 | 770.42 | 120.38 | 141.64 | 151.68 | 158.9 | 137.12 | 132.15 | 140.06 | 191.8 | 191.8 | 191.8 | 271.1 | 271.1 | 262.95 | 267.04 | 271.56 | 258.97 | 253.79 | 265.48 | 256.31 | 352.37 | 352.37 | 344.37 | 348.39 | 353.54 | 338.14 | 336.07 | 347.56 | 335.79 | 334.75 | 386.76
| 2055 | 58.99 | 56.75 | 62 | 61.85 | 54.73 | 59.35 | 62.65 | 54.31 | 49.36 | 59.11 | 47.36 | 47.36 | 116.11 | 124.8 | 91.24 | 97.4 | 108.59 | 97.4 | 120.18 | 124.8 | 177.43 | 108.59 | 152.88 | 97.4 | 320.71 | 302.41 | 265.62 | 280.23 | 408.79 | 237.02 | 221.4 | 216.97 | 195.92 | 189.04 | 185.22 | 245.93 | 428.32 | 745.14 | 6612.99 | 110.36 | 448.97 | 779.13 | 121.74 | 143.43 | 153.66 | 161.03 | 138.81 | 133.77 | 141.84 | 194.61 | 194.61 | 194.61 | 275.45 | 275.45 | 267.14 | 271.31 | 275.95 | 263.12 | 257.82 | 269.74 | 260.4 | 357.96 | 357.96 | 349.8 | 353.9 | 359.18 | 343.5 | 341.36 | 353.08 | 341.09 | 340.07 | 392.81
| 2056 | 58.67 | 56.44 | 61.66 | 61.52 | 54.43 | 59.03 | 62.31 | 54.02 | 48.86 | 58.79 | 46.89 | 46.89 | 116.04 | 125.56 | 91.67 | 97.99 | 109.26 | 97.99 | 120.92 | 125.56 | 179.32 | 109.26 | 154.5 | 97.99 | 323.1 | 304.67 | 267.61 | 282.32 | 415.5 | 237.8 | 221.83 | 217.39 | 196.24 | 189.18 | 185.36 | 250.85 | 430.9 | 747.83 | 6636.51 | 112.02 | 454.74 | 787.87 | 123.1 | 145.23 | 155.67 | 163.19 | 140.52 | 135.4 | 143.63 | 197.47 | 197.47 | 197.47 | 279.86 | 279.86 | 271.39 | 275.65 | 280.4 | 267.33 | 261.91 | 274.07 | 264.55 | 363.64 | 363.64 | 355.31 | 359.49 | 364.91 | 348.94 | 346.73 | 358.69 | 346.47 | 345.46 | 398.94
| 2057 | 58.32 | 56.1 | 61.29 | 61.15 | 54.1 | 58.67 | 61.93 | 53.69 | 48.32 | 58.43 | 46.37 | 46.37 | 115.93 | 126.31 | 92.07 | 98.58 | 109.91 | 98.58 | 121.64 | 126.31 | 181.2 | 109.91 | 156.12 | 98.58 | 325.46 | 306.89 | 269.56 | 284.38 | 422.31 | 238.51 | 222.19 | 217.74 | 196.48 | 189.26 | 185.43 | 255.87 | 433.41 | 750.33 | 6658.33 | 113.71 | 460.55 | 796.66 | 124.48 | 147.04 | 157.69 | 165.36 | 142.24 | 137.05 | 145.44 | 200.35 | 200.35 | 200.35 | 284.35 | 284.35 | 275.71 | 280.05 | 284.92 | 271.61 | 266.06 | 278.47 | 268.76 | 369.39 | 369.39 | 360.9 | 365.16 | 370.72 | 354.45 | 352.18 | 364.37 | 351.93 | 350.93 | 405.16
| 2058 | 57.92 | 55.72 | 60.87 | 60.73 | 53.74 | 58.27 | 61.52 | 53.33 | 47.73 | 58.04 | 45.82 | 45.82 | 115.77 | 127.03 | 92.45 | 99.14 | 110.54 | 99.14 | 122.33 | 127.03 | 183.09 | 110.54 | 157.74 | 99.14 | 327.79 | 309.09 | 271.49 | 286.41 | 429.23 | 239.16 | 222.47 | 218.01 | 196.66 | 189.26 | 185.43 | 260.99 | 435.85 | 752.63 | 6678.37 | 115.42 | 466.42 | 805.48 | 125.85 | 148.87 | 159.73 | 167.56 | 143.97 | 138.71 | 147.27 | 203.28 | 203.28 | 203.28 | 288.9 | 288.9 | 280.08 | 284.51 | 289.51 | 275.95 | 270.28 | 282.93 | 273.04 | 375.23 | 375.23 | 366.57 | 370.92 | 376.62 | 360.05 | 357.71 | 370.15 | 357.47 | 356.48 | 411.47
| 2059 | 57.49 | 55.3 | 60.42 | 60.28 | 53.34 | 57.84 | 61.06 | 52.93 | 47.11 | 57.6 | 45.23 | 45.23 | 115.55 | 127.74 | 92.81 | 99.69 | 111.15 | 99.69 | 123.01 | 127.74 | 184.99 | 111.15 | 159.37 | 99.69 | 330.08 | 311.24 | 273.38 | 288.41 | 436.26 | 239.73 | 222.68 | 218.21 | 196.77 | 189.19 | 185.35 | 266.21 | 438.22 | 754.72 | 6696.54 | 117.15 | 472.33 | 814.34 | 127.24 | 150.72 | 161.8 | 169.77 | 145.72 | 140.37 | 149.11 | 206.24 | 206.24 | 206.24 | 293.51 | 293.51 | 284.53 | 289.04 | 294.17 | 280.36 | 274.55 | 287.46 | 277.37 | 381.16 | 381.16 | 372.32 | 376.76 | 382.6 | 365.73 | 363.32 | 376 | 363.09 | 362.12 | 417.87
| 2060 | 57.02 | 54.85 | 59.92 | 59.78 | 52.9 | 57.36 | 60.56 | 52.5 | 46.44 | 57.13 | 44.59 | 44.59 | 115.28 | 128.42 | 93.15 | 100.22 | 111.74 | 100.22 | 123.67 | 128.42 | 186.88 | 111.74 | 160.99 | 100.22 | 332.33 | 313.36 | 275.24 | 290.38 | 443.39 | 240.24 | 222.81 | 218.33 | 196.8 | 189.04 | 185.19 | 271.53 | 440.51 | 756.59 | 6712.77 | 118.9 | 478.3 | 823.22 | 128.63 | 152.58 | 163.88 | 172.01 | 147.48 | 142.05 | 150.96 | 209.23 | 209.23 | 209.23 | 298.2 | 298.2 | 289.03 | 293.64 | 298.9 | 284.83 | 278.89 | 292.05 | 281.78 | 387.17 | 387.17 | 378.16 | 382.69 | 388.68 | 371.5 | 369.01 | 381.95 | 368.79 | 367.84 | 424.37